## Index
Clean repowering opportunities by power plant
February 2024
Description
This spreadsheet presents the detailed results of RMI's clean repowering analysis. Clean repowering refers to siting clean energy alongside existing fossil generators to leverage their grid connections enabling faster interconnection than conventional approaches. In this data, the rows represent a set of one or more generators at a power plant of the same technology selected by our model for clean repowering. For each of these sets of generators, we show the composition of clean resources deployed, and their impact on the operations of the incumbent fossil generators.
Pages
|  |  | Maximum Earnings | Results where balancing authorities select the amount of clean repowering that maximizes earnings without increasing the levelized cost of generation.
|  |  | Least Cost | Results where balancing authorities select the amount of clean repowering that minimizes the cost of electricity generation.
Columns
|  | Plant Name |  | The name of the incumbent fossil power plant from the US Energy Information Administration (EIA). | Business as usual |  | This set of columns contains data for the base case which assumes no resource portfolio changes beyond those already reflected in EIA data.
|  | Technology |  | The technology of the generator(s) at the power plant where clean repowering was selected. |  | Utilization | The utilization rate is essentially the capacity factor of a point of interconnection. It is calculated as the total deliverable annual generation of all the resources that share the incumbent generator’s point of interconnection divided by the maximum deliverable generation possible in that year (the capacity of the incumbent generator multiplied by the number of hours in the period.).
|  |  | Coal | Equivalent to "Conventional Steam Coal" in EIA data.
|  |  | Gas CC | Equivalent to "Natural Gas Fired Combined Cycle" in EIA data.
|  |  | Gas GT | Equivalent to "Natural Gas Fired Combustion Turbine" in EIA data.
|  |  | Gas ST | Equivalent to "Natural Gas Steam Turbine" in EIA data. |  | Emissions | Annual carbon dioxide emissions of the fossil generator(s) in metric tons (tonnes).
|  |  | Other Fossil | Includes other EIA technologies not listed above such as "Petroleum Liquids" and "Natural Gas Internal Combustion Engine". |  | Fossil NPV | Annual cost in present value terms (NPV) of the fossil generator(s).
|  | Majority owner |  | The name of the largest single owner of the generator(s).
|  | Ultimate parent |  | The name of the majority owner's ultimate parent. In cases where we have not identified an ultimate parent, this repeats the name of the owner. | Clean repowering |  | This set of columns contains data for the clean repowering case where clean resources are added alongside or replacing existing fossil generators.
|  | State |  | The state where the power plant is located. |  | Utilization | The utilization rate is the capacity factor of a point of interconnection. (See description above for the full definition.)
|  | Region |  | The grid region where the power plant is located, either an Independent System Operator (ISO), Regional Transmission Organization (RTO), or the name of a geographic region where there is no ISO or RTO. |  | Emissions | Annual carbon dioxide emissions of the fossil generator(s) in metric tons (tonnes).
|  | Clean repowering process |  | The name of the interconnection process applicable to the generator(s). |  | Fossil NPV | Annual cost in present value terms (NPV) of the fossil generator(s). This metric includes the effect of the Inflation Reduction Act's Energy Infrastructure Reinvestment (EIR) program.
|  |  | Replacement | Generator replacement, where the incumbent fossil generator(s) retire when clean resources are added. |  | Clean NPV | Annual cost in present value terms (NPV) of the selected clean resources that share the fossil generator(s) point of interconnection.
|  |  | Surplus | Surplus Interconnection service, where the incumbent fossil generator(s) continue operating when clean resources are added. Adding clean resources in this way is sometimes referred to as hybridization. |  | Battery | Capacity of battery storage in MW that shares the fossil generator(s) point of interconnection.
|  |  | - | No official clean repowering process is available in the region, though similar benefits may be achieved through a conventional interconnection process. |  | Solar | Capacity of solar in MW that shares the fossil generator(s) point of interconnection.
|  | Capacity |  | The capacity in MW of the fossil generator(s). |  | Wind | Capacity of wind in MW that shares the fossil generator(s) point of interconnection.
Notes
These data are for the subset of power plants selected for clean repowering, for some of these power plants, the costs in the clean repowering case exceed those in the business as usual case. These higher costs are at least, if not more than offset by savings at power plants not selected for clean repowering.

## Maximum Earnings
[8 empty] | Business as usual |  |  |  | Clean repowering
Plant Name | Technology | Majority owner | Ultimate parent | State | Region | Clean repowering process | Capacity | Utilization | Emissions | Fossil NPV |  | Utilization | Emissions | Fossil NPV | Clean NPV | Battery | Solar | Wind
[7 empty] | MW | % | tonne/yr | $million/yr |  | % | tonne/yr | $million/yr | $million/yr | MW | MW | MW
Plant Name | Technology | Majority owner | Ultimate parent | State | Region | Clean repowering process | Capacity | BAU Utilization | BAU Emissions | BAU Fossil NPV | Column12 | Clean repowering Utilization | Clean repowering Emissions | Clean repowering Fossil NPV | Clean repowering Clean NPV | Clean repowering Battery | Clean repowering Solar | Clean repowering Wind
Bowen | Coal | Georgia Power Co | Southern Co. | GA | Southeast | surplus | 3498.6 | 11.31% | 3273771.6379 | 1191.0178 |  | 21.47% | 1550306.5498 | 959.241 | 161.5548 | 755 | 2889.2099
Crystal River | Gas CC | Duke Energy Florida | Duke Energy | FL | Southeast | surplus | 1970.6 | 27.61% | 2193639.5143 | 609.0712 |  | 35.03% | 865984.2226 | 371.6618 | 215.4652 | 494 | 1933.4945
Sabine | Gas ST | Entergy Texas | Entergy | TX | MISO | replacement, surplus | 2051.2 | 0.05684% | 6620.9264 | 43.49 |  | 22.92% | 2434.3247 | 35.7946 | 279.7217 | 616 | 1409.3662 | 372.4175
Wansley | Coal | Georgia Power Co | Southern Co. | GA | Southeast | surplus | 1904 | 4.64% | 842346.4605 | 363.0083 |  | 25.49% | 388694.0288 | 293.8661 | 147.8516 | 476 | 1862.8419
H L Culbreath Bayside Power Station | Gas CC | Tampa Electric Co | Emera | FL | Southeast | surplus | 2014.4 | 42.87% | 2953393.8707 | 677.8164 |  | 43.19% | 1523519.5469 | 500.2116 | 144.8086 | 461 | 1803.653
Martin | Gas CC | Florida Power & Light Co | NextEra Energy | FL | Southeast | surplus | 2448.5 | 33.84% | 2724535.9916 | 826.7235 |  | 46.17% | 1848227.5921 | 699.7971 | 156.5384 |  | 2211.8524
Seminole | Gas ST | Oklahoma Gas & Electric Co | OGE Energy | OK | SPP | surplus | 1701 | 8.239% | 715730.8765 | 236.4935 |  | 31.6% | 240971.9296 | 141.2411 | 240.2516 | 380 | 655.0756 | 991.9323
Nine Mile Point | Gas ST | Entergy Louisiana | Entergy | LA | MISO | replacement | 2141.5 | 0.4514% | 43890.2174 | 110.7269 |  | 20.76% | 20373.6353 | 54.9719 | 211.6999 | 81 | 1759.0475
Midland Cogeneration Venture | Gas CC | Midland Cogeneration Venture | OMERS Administration | MI | MISO | surplus | 1848.6 | 32.33% | 2493801.6381 | 412.815 |  | 49.68% | 874049.0114 | 252.3343 | 344.7749 |  |  | 1743.6826
Manatee | Gas ST | Florida Power & Light Co | NextEra Energy | FL | Southeast | surplus | 1726.6 | 0.0002523% | 25.5227 | 122.0893 |  | 28.39% | 205.5742 | 115.7658 | 115.6136 |  | 1705.8099
Lincoln Combustion | Gas CT | Duke Energy Carolinas | Duke Energy | NC | Southeast | surplus | 2290 | 0.01454% | 3087.8481 | 77.6978 |  | 17.05% | 105.2063 | 70.6488 | 96.76 |  | 1703.9415
Elwood Energy LLC | Gas CT | J Power USA Development Co Ltd | J-Power USA Generation | IL | PJM | surplus | 1728 | 0.1821% | 17259.9413 | 99.2152 |  | 30.56% | 5012.8822 | 89.6333 | 169.3513 |  | 770.2719 | 913.9381
TalenEnergy Martins Creek | Gas ST | MC Project Company | MC Project Company | PA | PJM | surplus | 1701 | 2.191% | 226749.0725 | 187.3114 |  | 26.92% | 89317.608 | 160.4762 | 156.6733 |  | 1676.2695
Colstrip | Coal | Puget Sound Energy | Puget Energy | MT | West | surplus | 2363.4 | 39.23% | 8503056.3148 | 486.2495 |  | 48.07% | 5434264.6751 | 416.7439 | 84.7205 |  |  | 1558.4741
P L Bartow | Gas CC | Duke Energy Florida | Duke Energy | FL | Southeast | surplus | 1254 | 61.16% | 2761038.1708 | 618.8694 |  | 54.02% | 1378591.8285 | 415.9217 | 135.5179 | 313 | 1223.6002
Jeffrey Energy Center | Coal | Evergy Kansas Central | Evergy | KS | SPP | surplus | 2160 | 43.41% | 9169810.0845 | 744.1392 |  | 39.62% | 3044018.5564 | 575.9366 | 59.964 |  |  | 1495.1189
La Cygne | Coal | Evergy Kansas South | Evergy | KS | SPP | surplus | 1598.9 | 57.93% | 8351113.9398 | 527.4954 |  | 59.96% | 5088417.7988 | 472.5765 | 64.2413 |  | 1039.4343 | 453.152
Fort Myers | Gas CC | Florida Power & Light Co | NextEra Energy | FL | Southeast | surplus | 1721.5 | 32.94% | 1881912.8425 | 606.119 |  | 44.13% | 1262352.6168 | 513.9162 | 104.9672 |  | 1418.8995
Redbud Power Plant | Gas CC | Oklahoma Gas & Electric Co | OGE Energy | OK | SPP | surplus | 1433.6 | 85.42% | 4140357.3927 | 673.1021 |  | 64.7% | 1483734.8273 | 323.2733 | 162.5394 | 15 | 25.6506 | 1370.0897
Anclote | Gas ST | Duke Energy Florida | Duke Energy | FL | Southeast | surplus | 1112.4 | 1.27% | 73891.0622 | 106.0183 |  | 25.75% | 11213.0315 | 84.4005 | 142.2713 | 278 | 1097.5311
Dan E Karn | Gas ST | Consumers Energy Co | CMS Energy | MI | MISO | surplus | 1402.3 | 0% | 0 | 338.0276 |  | 38.69% | 0 | 314.5976 | 138.8047 |  |  | 1363.3497
Tenaska Georgia Generation Facility | Gas CT | Tenaska Georgia I | Tenaska Energy | GA | Southeast | surplus | 1099.2 | 0.4455% | 24828.6647 | 61.8845 |  | 24.25% | 11198.466 | 57.0311 | 129.2139 | 276 | 1077.7389
Little Gypsy | Gas ST | Entergy Louisiana | Entergy | LA | MISO | replacement | 1250.6 | 0.0446% | 2881.4798 | 32.3722 |  | 19.95% | 1153.9798 | 8.2154 | 156.9101 | 355 | 985.1059
Brandon Shores | Coal | Brandon Shores | Riverstone Holdings | MD | PJM | surplus | 1370.2 | 8.399% | 1160258.6316 | 286.4249 |  | 28.75% | 598290.0617 | 239.9132 | 106.1026 |  | 1330.9705
Kiamichi Energy Facility | Gas CC | Tenaska Oklahoma I | Tenaska Energy | OK | ERCOT | 0 | 1370 | 24.89% | 1177230.7157 | 271.6813 |  | 48.42% | 556973.8718 | 197.4732 | 145.4948 |  |  | 1314.8553
Chalk Point Power | Gas ST | Chalk Point Power | Chalk Point Power | MD | PJM | surplus | 1318 | 0.06577% | 5339.5304 | 130.7521 |  | 27.16% | 2853.9449 | 115.902 | 119.923 |  | 1298.9893
Horseshoe Lake | Gas ST | Oklahoma Gas & Electric Co | OGE Energy | OK | SPP | surplus | 826 | 4.136% | 178523.5748 | 76.5475 |  | 24.06% | 43501.9009 | 53.9904 | 126.2084 | 474 | 809.1573
Rush Island | Coal | Union Electric Co - (MO) | Ameren | MO | MISO | surplus | 1242 | 67.32% | 7248526.3 | 370.168 |  | 46.51% | 2352017.8694 | 308.1702 | 112.0289 | 191 | 476.0655 | 549.3575
Jack County | Gas CC | Brazos Electric Power Coop | Brazos Electric Power Coop. | TX | ERCOT | 0 | 1280 | 26.97% | 1159872.0421 | 269.7143 |  | 49.27% | 589817.1642 | 200.0952 | 95.4781 |  |  | 1203.296
Lauderdale | Gas CT | Florida Power & Light Co | NextEra Energy | FL | Southeast | surplus | 1968.3 | 0.004702% | 464.0966 | 138.6801 |  | 16.88% | 7613.4985 | 130.8729 | 86.4763 |  | 1199.1909
Waterford 1 & 2 | Gas ST | Entergy Louisiana | Entergy | LA | MISO | replacement, surplus | 891 | 0.03972% | 1826.4759 | 31.9083 |  | 24.79% | 810.4591 | 29.3908 | 139.5807 | 316 | 876.0862
CPV Fairview Energy Center | Gas CC | CPV Fairview | CPV Fairview | PA | PJM | surplus | 1197 | 33.41% | 1646790.9702 | 279.6513 |  | 55.17% | 632058.0968 | 174.826 | 112.4532 |  | 44.3317 | 1125.0724
Audrain Generating Station | Gas CT | Union Electric Co - (MO) | Ameren | MO | MISO | surplus | 814.4 | 12.24% | 541089.6154 | 264.0383 |  | 29.06% | 56793.6204 | 50.3149 | 129.1852 | 357 | 703.7013 | 99.7023
Coal Creek | Coal | Rainbow Energy Center | Rainbow Energy Center | ND | MISO | surplus | 1209.6 | 80.5% | 8760448.8063 | 386.0174 |  | 83.76% | 4823388.3539 | 296.6189 | 109.5486 |  |  | 1155.7317
TalenEnergy Montour | Coal | TalenEnergy Montour | Riverstone Holdings | PA | PJM | surplus | 1775.1 | 7.007% | 1145431.4611 | 309.5661 |  | 28% | 505078.7276 | 252.0911 | 124.6577 |  | 4.8537 | 1149.5093
Canal | Other Fossil | Canal Generating | Canal Generating | MA | ISONE | surplus | 1165 | 0% | 0 | 129.8688 |  | 25.76% | 0 | 113.406 | 112.6506 |  | 1148.0623
Wilkes | Gas ST | Southwestern Electric Power Co | American Electric Power Co. | TX | SPP | surplus | 882 | 0.2099% | 9607.7368 | 47.5972 |  | 28.07% | 598.3965 | 42.4278 | 60.7446 | 269 | 863.4234
Riverside Generating LLC | Gas CT | Riverside Generating Co | LS Power | KY | PJM | surplus | 1150 | 0.1462% | 9797.7761 | 66.0976 |  | 25.56% | 3710.6664 | 59.7741 | 109.1713 |  | 1131.7834
Allen | Gas CC | Tennessee Valley Authority | Tennessee Valley Authority | TN | Southeast | surplus | 1170.9 | 34% | 1188246.0972 | 274.1939 |  | 50.73% | 730604.9847 | 219.2774 | 128.463 |  | 115.7363 | 1007.561
Bethlehem Power Plant | Gas CC | Calpine Bethlehem | Energy Capital Partners | PA | PJM | surplus | 1153 | 54.8% | 2368759.9833 | 322.421 |  | 53.87% | 1255445.0632 | 234.3382 | 97.4321 |  | 997.5653 | 124.1392
Gulf Clean Energy Center | Gas ST | Florida Power & Light Co | NextEra Energy | FL | Southeast | surplus | 1228.8 | 0.1094% | 6797.2789 | 115.4234 |  | 25.9% | 2469.2147 | 106.5372 | 79.7517 |  | 1118.9901
Hines Energy Complex | Gas CC | Duke Energy Florida | Duke Energy | FL | Southeast | surplus | 2266.3 | 77.69% | 6079690.4976 | 1246.5423 |  | 53% | 3396724.1809 | 859.2912 | 87.3288 | 226 | 880.1335
Muskogee | Gas ST | Oklahoma Gas & Electric Co | OGE Energy | OK | SPP | surplus | 1317 | 8.618% | 605450.7947 | 206.3374 |  | 28.94% | 153551.2814 | 128.6766 | 133.4426 |  |  | 1105.37
Sioux | Coal | Union Electric Co - (MO) | Ameren | MO | MISO | replacement | 1099.4 | 6.468% | 689965.3596 | 86.5549 |  | 29.31% | 129935.7498 | 53.6716 | 90.8636 | 37 | 623.743 | 443.9333
Tenaska Westmoreland Generating Station | Gas CC | DGC Westmoreland | DGC Westmoreland | PA | PJM | surplus | 1134 | 41.37% | 1890282.5703 | 287.7654 |  | 48.39% | 870653.6152 | 194.7535 | 104.8469 |  | 594.0881 | 510.2414
Ocotillo | Gas CT | Arizona Public Service Co | Pinnacle West Capital | AZ | West | surplus | 915.7 | 4.847% | 207928.7296 | 103.3812 |  | 30.04% | 113097.7979 | 86.7227 | 86.8283 | 287 | 797.4165
Hay Road | Gas CC | Calpine Mid-Atlantic Generation | Energy Capital Partners | DE | PJM | surplus | 1098.2 | 36.59% | 1552450.0944 | 283.8054 |  | 42.46% | 772251.1306 | 197.9783 | 86.6339 |  | 1066.7754
Aurora | Gas CT | Aurora Generation | LS Power | IL | PJM | surplus | 1086.2 | 1.422% | 72814.32 | 70.2905 |  | 28.01% | 20502.2977 | 59.8976 | 96.3364 |  | 745.9884 | 309.8592
E C Gaston | Gas ST | Alabama Power Co | Southern Co. | AL | Southeast | surplus | 1060.8 | 6.948% | 370548.2771 | 275.9166 |  | 31.59% | 122268.7228 | 246.8466 | 102.6763 |  | 1046.7398
Harquahala Generating Project | Gas CC | New Harquahala Generating Co | Riverstone Holdings | AZ | West | surplus | 1277.1 | 3.654% | 204205.9061 | 145.8281 |  | 22.87% | 111392.6519 | 126.1544 | 104.9982 | 210 | 833.7139
Chouteau | Gas CC | Associated Electric Coop | Associated Electric Coop. | OK | Southeast | surplus | 1069.6 | 73.97% | 2640391.8651 | 398.879 |  | 70.04% | 1193507.653 | 224.4774 | 100.5499 |  | 93.3671 | 946.1024
Cayuga | Coal | Duke Energy Indiana | Duke Energy | IN | MISO | surplus | 1062 | 25.46% | 2379031.66 | 331.9635 |  | 45.26% | 1007834.5542 | 248.8322 | 149.6473 |  |  | 1015.2085
Manatee | Gas CC | Florida Power & Light Co | NextEra Energy | FL | Southeast | surplus | 1224.6 | 51.34% | 2028501.3517 | 494.7377 |  | 57.39% | 1396662.1857 | 414.7872 | 75.3806 |  | 1014.9859
Yates | Gas ST | Georgia Power Co | Southern Co. | GA | Southeast | surplus | 807.4 | 6.364% | 261211.6237 | 96.3612 |  | 27.45% | 92073.4335 | 74.9516 | 71.041 | 202 | 796.7658
McIntosh | Gas CT | Georgia Power Co | Southern Co. | GA | Southeast | surplus | 810.4 | 0.07569% | 4659.4365 | 45.5497 |  | 26.1% | 273.6386 | 36.3408 | 69.3428 | 200 | 797.1402
Washington County Power LLC | Gas CT | Georgia Gulf Generating | Georgia Gulf Generating | GA | Southeast | surplus | 795.6 | 1.089% | 43905.9029 | 49.3301 |  | 26.19% | 12073.7335 | 42.819 | 85.5551 | 200 | 784.0738
Oleander Power Project LP | Gas CT | Oleander Holdings | NextEra Energy | FL | Southeast | surplus | 994.4 | 0.008305% | 426.6357 | 55.0702 |  | 28.12% | 25514.6301 | 56.3024 | 96.5359 |  | 982.0534
Moxie Freedom Generation Plant | Gas CC | Moxie Freedom | Moxie Freedom | PA | PJM | surplus | 1058 | 94.57% | 3046187.2346 | 453.0252 |  | 84.87% | 1537981.2387 | 270.8012 | 100.572 |  |  | 973.564
Hummel Station LLC | Gas CC | Hummel Station | LS Power | PA | PJM | surplus | 1194.4 | 90.37% | 3433844.4804 | 511.1987 |  | 78.2% | 1826075.3287 | 323.2826 | 106.4276 |  |  | 952.0595
Rolling Hills Generating | Gas CT | Rolling Hills Generating | ArcLight Capital Partners | OH | PJM | surplus | 977.5 | 1.456% | 72124.8208 | 63.0724 |  | 23.43% | 24939.5748 | 54.619 | 78.3668 |  | 951.9123
Wayne County | Gas CT | Duke Energy Progress - (NC) | Duke Energy | NC | Southeast | surplus | 979.7 | 0.7257% | 37464.8378 | 59.8838 |  | 22.3% | 73505.5112 | 62.0306 | 45.9923 |  | 942.9152
Broad River Energy Center | Gas CT | Broad River Energy | Broad River Energy | SC | Southeast | surplus | 985 | 4.254% | 207847.042 | 93.118 |  | 24.81% | 263592.4654 | 99.2025 | 43.6249 |  | 940.784
Rockingham County CT Station | Gas CT | Duke Energy Carolinas | Duke Energy | NC | Southeast | surplus | 977.5 | 3.488% | 175173.8901 | 81.565 |  | 22.19% | 128356.9468 | 77.4655 | 34.4844 |  | 936.0085
Clean Energy Future-Lordstown, LLC | Gas CC | Clean Energy Future-Lordstown | Clean Energy Future | OH | PJM | surplus | 962 | 60.52% | 2050008.2046 | 350.1745 |  | 54.72% | 1113286.1737 | 242.7433 | 76.873 |  | 933.8444
Odessa-Ector Power Plant | Gas CC | LaFrontera Holdings | Vistra | TX | ERCOT | 0 | 1152.8 | 52.29% | 1970878.3213 | 356.9601 |  | 54.54% | 936629.8641 | 243.0124 | 78.1504 |  |  | 927.1453
Rio Nogales Power Project | Gas CC | City of San Antonio - (TX) | City of San Antonio - (TX) | TX | ERCOT | 0 | 940.2 | 19.02% | 599806.4931 | 167.895 |  | 42.97% | 288705.2013 | 126.5113 | 103.4987 |  | 360.2508 | 562.0475
Dahlberg | Gas CT | Southern Power Co | Southern Co. | GA | Southeast | surplus | 919 | 0.002087% | 108.724 | 50.8241 |  | 27.89% | 39.0958 | 46.7807 | 67.5059 |  | 907.6349
Crystal River | Coal | Duke Energy Florida | Duke Energy | FL | Southeast | surplus | 2442.7 | 11.42% | 2412314.3585 | 334.7656 |  | 12.82% | 1269320.8368 | 287.2424 | 87.2091 | 185 | 720.0158
Vandolah Power Station | Gas CT | Northern Star Generation Services Co | Northern Star Generation | FL | Southeast | surplus | 728 | 3.128% | 114610.1598 | 60.5258 |  | 26.23% | 20234.478 | 42.9134 | 100.9292 | 184 | 716.1386
J K Smith | Gas CT | East Kentucky Power Coop | East Kentucky Power Coop. | KY | PJM | surplus | 1055 | 4.491% | 288497.3752 | 113.5905 |  | 27.47% | 366810.3177 | 121.0043 | 55.6461 |  | 895.5253
Coolidge Generation Station | Gas CT | Salt River Project | Salt River Project | AZ | West | surplus | 726 | 0.4474% | 15528.5341 | 41.4503 |  | 31.65% | 10162.2935 | 39.2136 | 81.5859 | 180 | 708.9601
Baxter Wilson | Gas ST | Entergy Mississippi | Entergy | MS | MISO | surplus | 1327.6 | 0.2105% | 13631.6325 | 37.7692 |  | 10.41% | 7486.8818 | 35.4532 | 106.4407 | 349 | 537.675
Cherokee | Gas CC | Public Service Co of Colorado | Xcel Energy | CO | West | surplus | 625.6 | 46.92% | 964337.4388 | 232.7723 |  | 46.93% | 391830.6846 | 144.8172 | 51.934 | 278 | 604.8486
Intercession City | Gas CT | Duke Energy Florida | Duke Energy | FL | Southeast | surplus | 708.6 | 0.06631% | 2914.4566 | 33.3678 |  | 25.72% | 329.4587 | 29.6525 | 91.0975 | 179 | 699.7748
New Madrid | Coal | Associated Electric Coop | Associated Electric Coop. | MO | Southeast | surplus | 1300 | 34.59% | 3768957.8748 | 373.4013 |  | 31.15% | 1600381.9726 | 331.2158 | 48.6928 |  | 868.5086
V H Braunig | Gas ST | City of San Antonio - (TX) | City of San Antonio - (TX) | TX | ERCOT | 0 | 894 | 0% | 0 | 3.9295 |  | 26.28% | 0 | 3.9295 | 66.2364 |  | 867.3206
Hot Spring Generating Facility | Gas CC | Entergy Arkansas | Entergy | AR | MISO | surplus | 714.8 | 25.35% | 613971.9206 | 282.4921 |  | 39.43% | 302701.1681 | 166.5083 | 103.8455 | 160 | 247.5102 | 453.5479
Venice | Gas CT | Union Electric Co - (MO) | Ameren | IL | MISO | surplus | 586 | 12.67% | 397602.3392 | 113.4384 |  | 26.55% | 43019.287 | 33.0501 | 81.3387 | 278 | 574.784
Sundance | Gas CT | Arizona Public Service Co | Pinnacle West Capital | AZ | West | surplus | 605 | 2.036% | 60589.1982 | 47.4648 |  | 32.26% | 29901.6546 | 39.5796 | 69.0502 | 250 | 592.2546
William F Wyman Hybrid | Other Fossil | FPL Energy Wyman | NextEra Energy | ME | ISONE | surplus | 846 | 0% | 0 | 57.6736 |  | 24.74% | 0 | 53.1568 | 77.611 |  | 833.4359
Columbia Energy Center (SC) | Gas CC | Dominion Energy South Carolina | Dominion Energy | SC | Southeast | surplus | 668.5 | 73.13% | 1681824.172 | 292.8422 |  | 75.84% | 1112660.4306 | 222.6079 | 83.3465 | 167 | 659.0218
Fort Myers | Gas CT | Florida Power & Light Co | NextEra Energy | FL | Southeast | surplus | 835.4 | 0.0004917% | 21.4612 | 60.7203 |  | 28.29% | 1206.5695 | 56.9648 | 58.4079 |  | 824.7547
Polk | Gas CC | Tampa Electric Co | Emera | FL | Southeast | surplus | 1166.2 | 41.25% | 1550035.7135 | 444.7056 |  | 35.1% | 811675.2826 | 328.4414 | 55.8105 | 168 | 654.5009
W S Lee | Gas CC | Duke Energy Carolinas | Duke Energy | SC | Southeast | surplus | 846.7 | 79.88% | 2204927.777 | 431.8412 |  | 72.09% | 1439092.2241 | 349.9201 | 29.1896 |  | 809.2506
Williams | Coal | South Carolina Genertg Co | Dominion Energy | SC | Southeast | surplus | 659.7 | 8.519% | 479905.5469 | 207.1613 |  | 30.27% | 332980.617 | 168.5982 | 58.6975 | 165 | 642.494
J Lamar Stall Unit | Gas CC | Southwestern Electric Power Co | American Electric Power Co. | LA | SPP | surplus | 624 | 27.6% | 580414.9398 | 123.4107 |  | 40.51% | 226289.9194 | 78.2028 | 51.2894 | 190 | 615.6132
Desert Basin | Gas CC | Salt River Project | Salt River Project | AZ | West | surplus | 646.1 | 42.64% | 939931.3392 | 187.8771 |  | 57.18% | 548123.1066 | 141.9649 | 84.5562 | 162 | 639.5309
Osprey Energy Center Power Plant | Gas CC | Duke Energy Florida | Duke Energy | FL | Southeast | surplus | 644.2 | 8.11% | 177410.3158 | 123.8831 |  | 29.51% | 92184.5417 | 90.9984 | 66.2252 | 161 | 632.8756
Magic Valley Generating Station | Gas CC | CalpineMagic Valley | Energy Capital Partners | TX | ERCOT | 0 | 801 | 35.14% | 940075.3809 | 197.5554 |  | 53.58% | 381989.4534 | 127.1786 | 84.6867 |  |  | 782.9566
Keys Energy Center | Gas CC | PSEG Keys Energy Center | Public Service Enterprise Group | MD | PJM | surplus | 830.6 | 44.98% | 1123933.9209 | 267.1621 |  | 46.14% | 564437.8771 | 177.3579 | 59.1802 |  | 779.193
Mill Creek (SC) | Gas CT | Duke Energy Carolinas | Duke Energy | SC | Southeast | surplus | 799.2 | 0.1716% | 8107.1209 | 51.4938 |  | 22.37% | 4462.147 | 46.2105 | 43.8214 |  | 774.5188
Troy Energy LLC | Gas CT | LS Power Development | LS Power | OH | PJM | surplus | 795.6 | 1.574% | 61871.3397 | 52.6369 |  | 23.26% | 19474.7512 | 44.9179 | 63.7878 |  | 773.1859
Eddystone Generating Station | Gas ST | Exelon Power | Constellation Energy | PA | PJM | surplus | 782 | 0.1427% | 9702.88 | 79.8582 |  | 26.87% | 2808.8242 | 70.6192 | 76.1542 |  | 770.7034
Renaissance Power Plant | Gas CT | DTE Electric Company | DTE Energy | MI | MISO | surplus | 782 | 6.79% | 270898.8985 | 72.6064 |  | 40.07% | 80179.7894 | 43.7043 | 56.8369 |  |  | 765.362
Gerald Andrus | Gas ST | Entergy Mississippi | Entergy | MS | MISO | replacement | 781.4 | 0.008686% | 371.6015 | 27.9207 |  | 29.21% | 112.3684 | 25.9019 | 77.4672 |  |  | 764.3846
Greenwood (MI) | Gas ST | DTE Electric Company | DTE Energy | MI | MISO | surplus | 815.4 | 1.223% | 47626.9906 | 78.1322 |  | 41.28% | 12576.0947 | 63.8128 | 231.2985 |  |  | 760.8072
Ironwood LLC | Gas CC | Helix Ironwood | LS Power | PA | PJM | surplus | 777.6 | 76.09% | 2024550.5811 | 259.7534 |  | 68.4% | 1056926.8645 | 179.0638 | 73.6795 |  | 424.4752 | 332.3411
CPV St Charles Energy Center | Gas CC | CPV Maryland | CPV Maryland | MD | PJM | surplus | 775.3 | 25.02% | 641296.6667 | 180.3579 |  | 35.68% | 289165.0763 | 120.9556 | 57.2476 |  | 753.9324
Bergen Generating Station | Gas CC | Bergen Generating Station | Bergen Generating Station | NJ | PJM | surplus | 1400.8 | 41.74% | 2049240.0278 | 371.7226 |  | 37.52% | 1188517.0751 | 271.8554 | 62.355 |  | 751.8165
Essential Power Rock Springs LLC | Gas CT | Essential Power Rock Springs | The Carlyle Group | MD | PJM | surplus | 772.6 | 0.7627% | 29402.4422 | 47.4526 |  | 24.53% | 9611.9535 | 41.886 | 61.0614 |  | 750.9246
Hamilton Patriot Generation Plant | Gas CC | Hamilton Patriot | Hamilton Patriot | PA | PJM | surplus | 870 | 94.63% | 2529321.9041 | 366.2921 |  | 83.17% | 1385142.6552 | 234.1819 | 85.4422 |  |  | 750.157
Calhoun Energy Center | Gas CT | Harbert Power Fund V | Harbert Power Fund V | AL | Southeast | surplus | 748 | 1.663% | 62604.9641 | 51.9372 |  | 28.65% | 16926.616 | 41.7065 | 73.4217 |  | 737.6
Northside Generating Station | Gas ST | JEA | JEA | FL | Southeast | surplus | 563.7 | 22.33% | 638838.1626 | 150.8104 |  | 31.05% | 148029.788 | 92.4438 | 68.0015 | 184 | 552.8991
Tenaska Lindsay Hill Generating Station | Gas CC | Tenaska Alabama Partners | Tenaska Alabama Partners | AL | Southeast | surplus | 939.4 | 30.35% | 915891.9931 | 209.8185 |  | 40.22% | 625583.0799 | 177.2292 | 48.457 |  | 732.7086
Doswell Energy Center | Gas CC | Doswell Ltd Partnership | LS Power | VA | PJM | surplus | 752 | 12.69% | 383734.7966 | 122.4112 |  | 29.83% | 161204.3052 | 88.5703 | 59.0857 |  | 730.6149
Monroe (MI) | Coal | DTE Electric Company | DTE Energy | MI | MISO | surplus | 3279.6 | 43.28% | 12473392.1757 | 1092.392 |  | 34.42% | 7146431.1699 | 925.2718 | 220.7978 |  |  | 726.2675
Lewis Creek | Gas ST | Entergy Texas | Entergy | TX | MISO | replacement | 542.8 | 0.3455% | 9436.0786 | 25.8025 |  | 24.94% | 4320.9203 | 20.6492 | 83.6503 | 192 | 532.3304
Mustang | Gas CT | Oklahoma Gas & Electric Co | OGE Energy | OK | SPP | surplus | 462 | 18.43% | 390650.6969 | 106.7505 |  | 30.65% | 138074.35 | 64.7572 | 80.626 | 266 | 455.0513
Greene County | Gas CT | Alabama Power Co | Southern Co. | AL | Southeast | surplus | 720 | 0.2198% | 10441.9069 | 37.0114 |  | 29.21% | 1969.0502 | 31.199 | 64.5317 |  | 710.3229
McClain Energy Facility | Gas CC | Oklahoma Gas & Electric Co | OGE Energy | OK | SPP | surplus | 551.3 | 88.61% | 1574242.3292 | 268.5316 |  | 55.46% | 665670.7994 | 139.8711 | 58.4171 | 263 | 446.8254
Wise County Power LLC | Gas CC | Wise County Power Company | Vistra | TX | ERCOT | 0 | 821.7 | 33.39% | 929449.3224 | 209.8203 |  | 48.29% | 450329.5921 | 148.1056 | 58.1296 |  |  | 704.1369
Cleveland Cnty Generating Facility | Gas CT | Southern Power Co | Southern Co. | NC | Southeast | surplus | 736 | 5.154% | 186102.5292 | 71.6492 |  | 25.98% | 236898.9419 | 80.0774 | 26.7954 |  | 702.9615
University Park North | Gas CT | LSP University Park | LS Power | IL | PJM | surplus | 726 | 0.7859% | 29043.768 | 45.1233 |  | 22.95% | 7512.5885 | 39.5455 | 58.2824 |  | 700.3355
L V Sutton Combined Cycle | Gas CC | Duke Energy Progress - (NC) | Duke Energy | NC | Southeast | surplus | 730 | 37.55% | 919662.0182 | 267.0279 |  | 35.2% | 395153.8863 | 179.4201 | 25.8835 |  | 697.2308
Emporia Energy Center | Gas CT | Evergy Kansas Central | Evergy | KS | SPP | surplus | 730.2 | 3.216% | 115575.803 | 41.405 |  | 32.44% | 18175.7566 | 24.381 | 43.4949 |  | 208.5149 | 488.3633
Marshalltown Generating Station | Gas CC | Interstate Power and Light Co | Alliant Energy | IA | MISO | surplus | 705.9 | 78.28% | 1775399.6335 | 232.9254 |  | 81.84% | 887844.195 | 145.637 | 46.4011 |  |  | 690.0965
Pastoria Energy Facility, LLC | Gas CC | Calpine- Pastoria Energy Center | Energy Capital Partners | CA | CAISO | surplus | 779 | 36.51% | 930363.5113 | 236.0634 |  | 56.1% | 630126.9314 | 196.8567 | 58.4626 |  |  | 688.9534
West Phoenix | Gas CC | Arizona Public Service Co | Pinnacle West Capital | AZ | West | surplus | 1101.2 | 26.91% | 1116713.8605 | 240.7969 |  | 31.92% | 734051.346 | 194.0201 | 37.1138 | 91 | 596.2948
Holland Energy Facility | Gas CC | Holland Energy | Holland Energy | IL | MISO | surplus | 702.1 | 61.55% | 1472063.6428 | 227.1793 |  | 66.56% | 645561.2659 | 137.0159 | 90.5393 |  |  | 686.1866
McManus | Other Fossil | Georgia Power Co | Southern Co. | GA | Southeast | surplus | 703.7 | 0.0002113% | 51.1863 | 20.6997 |  | 20.55% | 51.1863 | 18.5086 | 50.7554 | 138 | 547.5406
Edge Moor | Gas ST | Calpine Mid-Atlantic Generation | Energy Capital Partners | DE | PJM | surplus | 697.8 | 0.6456% | 23941.9605 | 73.0881 |  | 25.02% | 7779.9475 | 64.8142 | 55.9121 |  | 680.1217
Edward L. Addison Generating Plant | Gas CT | Southern Power Co | Southern Co. | GA | Southeast | surplus | 701.2 | 0.0673% | 2445.5971 | 39.5596 |  | 24.04% | 1138.7443 | 37.0086 | 40.8135 |  | 678.4339
South Point Energy Center | Gas CC | South Point Energy Center | Energy Capital Partners | AZ | West | surplus | 708 | 34.54% | 903040.8139 | 190.6789 |  | 43.8% | 451299.5362 | 132.7851 | 63.6246 |  | 101.4456 | 575.6072
Lawrenceburg Power, LLC | Gas CC | Lightstone Generation | Lightstone Generation | IN | PJM | surplus | 1232 | 65.22% | 2522653.2446 | 457.8974 |  | 59.75% | 1776978.1472 | 351.7063 | 55.7525 |  | 676.052
Madison | Gas CT | Duke Energy Indiana | Duke Energy | OH | PJM | surplus | 692 | 0.09502% | 4236.7386 | 64.0687 |  | 24.11% | 2001.8755 | 58.6538 | 58.8612 |  | 672.8961
Vermillion Energy Facility | Gas CT | Duke Energy Indiana | Duke Energy | IN | MISO | surplus | 692 | 0.1093% | 4604.1141 | 34.6252 |  | 38.37% | 1148.5002 | 32.4074 | 62.2194 |  |  | 672.502
AL Sandersville LLC | Gas CT | AL Sandersville | AL Sandersville | GA | Southeast | surplus | 692 | 0.7135% | 24309.636 | 42.6066 |  | 25.67% | 11714.292 | 38.5937 | 49.9645 |  | 671.7849
Lincoln Generating Facility | Gas CT | Earthrise Energy, PBC | Earthrise Energy, PBC | IL | PJM | surplus | 692 | 0.03051% | 1184.9296 | 38.7462 |  | 29.81% | 421.2874 | 35.7398 | 52.7637 |  | 340.94 | 330.3862
Goose Creek Energy Center | Gas CT | Union Electric Co - (MO) | Ameren | IL | MISO | surplus | 684 | 3.117% | 146924.0753 | 59.7162 |  | 40.14% | 14199.4121 | 29.2072 | 55.8793 |  |  | 668.5921
Dell Power Station | Gas CC | Associated Electric Coop | Associated Electric Coop. | AR | Southeast | surplus | 679.1 | 33.49% | 803594.5857 | 158.8477 |  | 44.26% | 417795.1763 | 109.4938 | 47.984 |  | 668.5551
Marshall Energy Facility | Gas CT | Tennessee Valley Authority | Tennessee Valley Authority | KY | Southeast | surplus | 688 | 0.007224% | 285.946 | 34.7776 |  | 23.06% | 253.6381 | 34.2356 | 49.6283 |  | 668.4349
Armstrong | Gas CT | Armstrong Power | LS Power | PA | PJM | surplus | 688 | 4.884% | 165255.1514 | 55.1415 |  | 24.49% | 60907.2825 | 44.6182 | 55.8097 |  | 667.8638
Marsh Landing Generating Station | Gas CT | Clearway Energy | Onward Energy | CA | CAISO | surplus | 828 | 0.1469% | 6650.7126 | 49.4278 |  | 27.83% | 5361.8975 | 46.1946 | 60.9363 |  |  | 667.1271
Shady Hills Generating Station | Gas CT | Shady Hills Power Co | General Electric Co. | FL | Southeast | surplus | 541.2 | 2.242% | 61725.3744 | 42.7519 |  | 25.13% | 11786.4816 | 31.5213 | 76.1365 | 135 | 531.8338
Oak Grove (TX) | Coal | Luminant Generation Company | Vistra | TX | ERCOT | 0 | 1795.4 | 24.87% | 3856276.5172 | 452.1299 |  | 28.05% | 2458774.6233 | 376.6208 | 60.0187 |  |  | 662.3822
Tait Electric Generating Station | Gas CT | Kimura Power | Rockland Capital | OH | PJM | surplus | 669.8 | 0.4904% | 20011.2149 | 39.7307 |  | 25.9% | 7340.922 | 35.5636 | 65.7424 |  | 660.259
Washington Parish Energy Center | Gas CT | Entergy Louisiana | Entergy | LA | MISO | surplus | 399.6 | 0.04962% | 1093.9019 | 24.2121 |  | 25.55% | 433.675 | 19.3202 | 76.21 | 256 | 394.6239
Harding Street | Gas ST | Indianapolis Power & Light Co | AES | IN | MISO | surplus | 663 | 0.4829% | 18073.6262 | 67.6985 |  | 24.06% | 6506.6104 | 60.7001 | 43.022 |  | 643.9978
Griffith Energy LLC | Gas CC | Griffith Energy | Griffith Energy | AZ | West | surplus | 655 | 35.71% | 807571.9407 | 189.6441 |  | 47.24% | 312317.0114 | 119.0157 | 77.6435 |  |  | 641.2228
Lagoon Creek | Gas CT | Tennessee Valley Authority | Tennessee Valley Authority | TN | Southeast | surplus | 1020.8 | 0.08232% | 4616.5665 | 53.2657 |  | 15.56% | 4234.8995 | 52.6452 | 52.1123 |  | 638.9811
Jones | Gas ST | Southwestern Public Service Co | Xcel Energy | TX | SPP | replacement | 495 | 0.5915% | 14905.3344 | 17.3834 |  | 32.45% | 4825.5154 | 13.3107 | 29.7591 | 150 | 486.6982
R M Schahfer | Coal | Northern Indiana Pub Serv Co | NiSource | IN | MISO | replacement | 1943.4 | 0.1389% | 26494.681 | 12.7534 |  | 11.78% | 11582.1194 | 10.7252 | 76.7558 |  |  | 623.2346
Leland Olds | Coal | Basin Electric Power Coop | Basin Electric Power Coop. | ND | SPP | surplus | 656 | 35.13% | 2289198.1861 | 177.9441 |  | 59.76% | 1374348.6548 | 158.2088 | 32.6923 |  |  | 622.5254
Graham | Gas ST | Luminant Generation Company | Vistra | TX | ERCOT | 0 | 634.7 | 0.06041% | 2008.3561 | 38.5379 |  | 42.91% | 744.5463 | 35.112 | 63.9103 |  |  | 620.6959
Raccoon Creek Energy Center | Gas CT | Union Electric Co - (MO) | Ameren | IL | MISO | surplus | 456 | 7.259% | 204471.6835 | 87.0799 |  | 28.08% | 16376.7709 | 24.9342 | 59.3987 | 171 | 348.2053 | 97.9891
Hanging Rock Energy Facility | Gas CC | Dynegy Hanging Rock Energy Facility | Vistra | OH | PJM | surplus | 1429.8 | 74.16% | 3508407.7056 | 581.0801 |  | 56.13% | 2161785.84 | 429.3241 | 50.6943 |  | 615.829
Decatur Energy Center | Gas CC | Decatur Energy Center | Capital Power | AL | Southeast | surplus | 902.4 | 11.3% | 359247.562 | 122.5617 |  | 25.17% | 264170.1805 | 110.7898 | 49.3396 |  | 615.6393
Shawville | Gas ST | Shawville Power | Shawville Power | PA | PJM | surplus | 626 | 1.824% | 58241.3367 | 78.8849 |  | 42.15% | 18844.6701 | 66.3379 | 60.798 |  |  | 611.8986
Big Cajun 2 | Gas ST | Louisiana Generating | Cleco | LA | MISO | surplus | 626 | 5.245% | 171436.0255 | 83.0312 |  | 27.9% | 49015.3743 | 65.615 | 46.2813 |  | 609.3958
Nelson Energy Center | Gas CC | Invenergy Services | Invenergy | IL | PJM | surplus | 627.5 | 46.43% | 811534.7639 | 192.9429 |  | 57.95% | 345909.5776 | 123.0207 | 72.4082 |  |  | 607.8372
Intercession City | Other Fossil | Duke Energy Florida | Duke Energy | FL | Southeast | surplus | 488.7 | 0.002268% | 97.647 | 22.61 |  | 25.73% | 63.388 | 20.3539 | 62.7618 | 121 | 483.6243
Northeastern | Gas ST | Public Service Co of Oklahoma | American Electric Power Co. | OK | SPP | surplus | 473 | 0.4952% | 12313.7234 | 28.5627 |  | 25.65% | 771.8697 | 24.7221 | 36.5172 | 144 | 460.0275
Tenaska Virginia Generating Station | Gas CC | Tenaska Virginia I | Tenaska Energy | VA | PJM | surplus | 1011.4 | 36.69% | 1235640.1944 | 275.7868 |  | 34.75% | 653563.0615 | 190.1714 | 49.58 |  | 603.3402
Lansing Smith | Gas CC | Florida Power & Light Co | NextEra Energy | FL | Southeast | surplus | 619.7 | 18.6% | 376677.8973 | 132.6705 |  | 36.57% | 243568.5862 | 114.1145 | 30.9593 |  | 601.4975
Kendall County Generation Facility | Gas CC | Dynegy Kendall Energy | Vistra | IL | PJM | surplus | 1256 | 27.9% | 1228379.9008 | 323.3494 |  | 30.17% | 587022.8483 | 214.6465 | 65.5645 |  | 128.2168 | 473.0973
Big Bend | Coal | Tampa Electric Co | Emera | FL | Southeast | surplus | 931.5 | 7.3% | 636257.683 | 119.9063 |  | 18.15% | 388763.3079 | 102.4777 | 51.942 | 122 | 478.0815
Cordova Energy | Gas CC | Cordova Energy Co | Berkshire Hathaway | IL | PJM | surplus | 611.2 | 48.77% | 937832.1871 | 218.8129 |  | 55.71% | 336999.4453 | 118.9127 | 68.2454 |  |  | 598.214
Emery Station | Gas CC | Interstate Power and Light Co | Alliant Energy | IA | MISO | surplus | 602.8 | 82.79% | 1665748.3311 | 213.1013 |  | 84.33% | 804026.5572 | 133.1621 | 39.8885 |  |  | 588.4393
Barry | Coal | Alabama Power Co | Southern Co. | AL | Southeast | surplus | 1464.5 | 7.739% | 1026910.1849 | 329.8684 |  | 15.49% | 487362.3235 | 260.5262 | 53.1307 |  | 585.0299
Harry L. Oswald | Gas CC | Arkansas Electric Coop | Arkansas Electric Coop. | AR | MISO | surplus | 599.5 | 40.29% | 885433.9282 | 148.4058 |  | 44.33% | 380546.9709 | 95.0335 | 37.8321 |  | 481.4241 | 102.6348
PSEG Kearny Generating Station | Gas CT | Kearny Generating Station | Kearny Generating Station | NJ | PJM | surplus | 915.9 | 1.687% | 77300.4133 | 48.3284 |  | 15.93% | 29840.5146 | 39.6658 | 48.3129 |  | 583.7748
Robert P Mone Plant | Gas CT | Buckeye Power | Buckeye Power | OH | PJM | surplus | 594 | 0.409% | 12102.604 | 33.0421 |  | 37.37% | 2710.6296 | 30.6699 | 68.6918 |  |  | 580.6195
Zion Energy Center | Gas CT | Zion Energy | Energy Capital Partners | IL | PJM | surplus | 596.7 | 0.1027% | 3304.391 | 33.8841 |  | 22.78% | 1273.6743 | 31.2998 | 48.4241 |  | 579.8895
Stanton Energy Center | Coal | Orlando Utilities Comm | Orlando Utilities Commision | FL | Southeast | surplus | 929 | 8.904% | 727483.9745 | 159.1695 |  | 17.42% | 302105.0744 | 113.288 | 54.5768 | 116 | 455.9849
Jack Watson | Gas ST | Mississippi Power Co | Southern Co. | MS | Southeast | surplus | 1173.6 | 0.3356% | 19738.1844 | 39.6309 |  | 13.72% | 9370.7025 | 34.7869 | 37.6533 |  | 570.2315
Corpus Christi Energy Center | Gas CC | Corpus Christi Cogeneration | Energy Capital Partners | TX | ERCOT | 0 | 593.3 | 2.62% | 62323.1304 | 70.0124 |  | 33.99% | 22719.3591 | 58.2035 | 56.4735 |  |  | 569.2756
Asheville | Gas CC | Duke Energy Progress - (NC) | Duke Energy | NC | Southeast | surplus | 588 | 24.29% | 520042.3833 | 152.0199 |  | 34.1% | 241277.0079 | 107.2565 | 31.8068 |  | 569.2713
Homer City Generating Station | Coal | Homer City Holdings | Homer City Holdings | PA | PJM | surplus | 2012 | 11.76% | 2148392.3162 | 395.0507 |  | 12.83% | 1138690.9563 | 345.5715 | 47.4584 |  | 567.8784
Blue Spruce Energy Center | Gas CT | Public Service Co of Colorado | Xcel Energy | CO | West | surplus | 397.8 | 2.64% | 58542.3338 | 40.814 |  | 29.05% | 23299.1944 | 29.9421 | 30.1791 | 178 | 384.4834
Woodsdale | Gas CT | Duke Energy Kentucky | Duke Energy | OH | PJM | surplus | 571.8 | 0.0107% | 471.3072 | 40.0361 |  | 25.74% | 172.2003 | 34.8439 | 41.5062 |  | 561.7129
Greene County | Gas ST | Alabama Power Co | Southern Co. | AL | Southeast | surplus | 568.4 | 6.01% | 169602.3798 | 71.2937 |  | 31.05% | 53026.6047 | 50.0199 | 50.2977 |  | 560.3659
Darby Power, LLC | Gas CT | Lightstone Generation | Lightstone Generation | OH | PJM | surplus | 564 | 0.1092% | 4059.0116 | 31.823 |  | 25.62% | 762.8677 | 28.879 | 55.5493 |  | 555.8001
Big Bend | Gas CC | Tampa Electric Co | Emera | FL | Southeast | surplus | 1241.1 | 99.67% | 3657640.6062 | 662.8267 |  | 76.03% | 2427166.9032 | 495.3275 | 51.1825 | 111 | 440.5276
Gleason Generating Facility | Gas CT | Tennessee Valley Authority | Tennessee Valley Authority | TN | Southeast | surplus | 567.8 | 0.4244% | 11319.5615 | 31.6769 |  | 24.29% | 9529.0111 | 30.8272 | 44.9737 |  | 551.4494
Doswell Energy Center | Gas CT | Doswell Ltd Partnership | LS Power | VA | PJM | surplus | 561 | 1.114% | 33446.4979 | 36.4182 |  | 25.15% | 10169.9707 | 31.4663 | 43.6941 |  | 545.0465
Thomas C Ferguson | Gas CC | Lower Colorado River Authority | Lower Colorado River Authority | TX | ERCOT | 0 | 574.6 | 50.39% | 906098.7386 | 177.7465 |  | 61.67% | 458708.7714 | 120.5581 | 50.9196 |  |  | 544.7097
York Energy Center | Gas CC | Calpine Mid-Merit | Energy Capital Partners | PA | PJM | surplus | 1449.4 | 37.98% | 1928633.7238 | 236.078 |  | 36.39% | 1360789.421 | 191.4982 | 44.6038 |  | 543.9499
Cherokee | Gas ST | Public Service Co of Colorado | Xcel Energy | CO | West | replacement | 380.8 | 0.01242% | 248.4524 | 5.0429 |  | 31.49% | 194.5103 | 2.4939 | 62.3953 | 169 | 374.597
DeBary | Other Fossil | Duke Energy Florida | Duke Energy | FL | Southeast | surplus | 504.3 | 0.003287% | 151.15 | 18.7828 |  | 22.17% | 65.3654 | 17.1636 | 56.4968 | 111 | 432.3009
Whiting Clean Energy | Gas CC | BP Alternative Energy | BP PLC | IN | MISO | surplus | 576.8 | 39.13% | 934313.9143 | 152.1368 |  | 53.76% | 326170.7338 | 85.9647 | 143.0629 |  |  | 543.2935
Hidalgo Energy Center | Gas CC | Calpine | Energy Capital Partners | TX | ERCOT | 0 | 551.3 | 20.08% | 386224.0318 | 96.9219 |  | 46.94% | 145673.4869 | 65.5939 | 59.5194 |  |  | 539.5656
Lake Catherine | Gas ST | Entergy Arkansas | Entergy | AR | MISO | replacement | 752 | 0% | 0 | 0.40428 |  | 23.45% | 0 | -0.38784 | 51.7766 |  |  | 539.5656
Herbert A Wagner | Other Fossil | H.A. Wagner | Riverstone Holdings | MD | PJM | surplus | 563.5 | 0.009624% | 566.8744 | 56.8048 |  | 26.39% | 566.8744 | 49.8628 | 52.7135 |  | 539.1101
Croydon CT Generating Station | Other Fossil | Exelon Power | Constellation Energy | PA | PJM | surplus | 546.4 | 0% | 0 | 21.2117 |  | 26.56% | 0 | 19.9927 | 53.7238 |  | 537.0764
Antelope Valley | Coal | Basin Electric Power Coop | Basin Electric Power Coop. | ND | SPP | surplus | 954 | 67.96% | 6184215.8601 | 296.1801 |  | 62.4% | 4074173.433 | 278.5153 | 28.762 |  | 174.8496 | 356.8133
Bosque County Peaking | Gas CC | Calpine Bosque Energy Center | Energy Capital Partners | TX | ERCOT | 0 | 807 | 48.06% | 1236413.9507 | 243.2452 |  | 50.33% | 676906.6216 | 177.0955 | 44.8955 |  |  | 528.5772
Powerton | Coal | Midwest Generations EME | NRG Energy | IL | PJM | surplus | 1785.6 | 26.9% | 4890863.7478 | 452.2925 |  | 27.74% | 3056392.9652 | 413.8467 | 67.2148 |  |  | 527.679
Lamar Power Project | Gas CC | LaFrontera Holdings | Vistra | TX | ERCOT | 0 | 1112.6 | 47.27% | 1736101.2165 | 324.6864 |  | 43.71% | 979295.8093 | 236.4418 | 44.9793 |  |  | 527.6282
Elgin Energy Center LLC | Gas CT | Elgin Energy Center | The Carlyle Group | IL | PJM | surplus | 540 | 0.09204% | 2773.8667 | 30.5804 |  | 25.43% | 644.0787 | 28.0891 | 47.0946 |  | 424.4752 | 100.6798
Pawnee | Coal | Public Service Co of Colorado | Xcel Energy | CO | West | surplus | 552.3 | 59.97% | 3096143.446 | 208.8532 |  | 62.47% | 1455864.9342 | 183.926 | 42.4144 |  |  | 524.3898
Valley (CA) | Gas CC | Los Angeles Department of Water & Power | City of Los Angeles | CA | West | surplus | 630 | 30.73% | 652968.3507 | 206.1366 |  | 48.43% | 452569.3043 | 163.8484 | 55.0933 |  | 273.7374 | 249.0883
Morgan Creek | Gas CT | Luminant Generation Company | Vistra | TX | ERCOT | 0 | 536.4 | 0.001969% | 71.2659 | 29.3641 |  | 46.12% | 67.1855 | 27.1304 | 50.7802 |  |  | 521.971
Lakefield Junction | Gas CT | Great River Energy | Great River Energy | MN | MISO | surplus | 535.8 | 0.7874% | 24970.8105 | 32.9323 |  | 44.8% | 4975.3582 | 27.7046 | 64.0651 |  |  | 521.971
Quail Run Energy Center | Gas CC | CER Quail Run Energy Partners | Starwood Energy | TX | ERCOT | 0 | 550.4 | 3.468% | 77617.8191 | 64.0025 |  | 36.36% | 28200.7562 | 51.3775 | 43.6589 |  |  | 520.9854
Red Hawk | Gas CC | Arizona Public Service Co | Pinnacle West Capital | AZ | West | surplus | 1140.3 | 48.73% | 1930010.7411 | 351.4929 |  | 36.31% | 1069608.7917 | 254.1671 | 27.3353 | 128 | 389.8582
Pinckneyville | Gas CT | Union Electric Co - (MO) | Ameren | IL | MISO | surplus | 380 | 40.24% | 743408.7261 | 183.6645 |  | 29.5% | 110359.8367 | 43.0499 | 38.3876 | 148 | 369.1937
Cope | Gas ST | Dominion Energy South Carolina | Dominion Energy | SC | Southeast | surplus | 417.3 | 12.43% | 238524.2744 | 130.2997 |  | 33.02% | 155443.5254 | 104.8559 | 40.115 | 104 | 406.816
Desert Star Energy Center | Gas CC | Desert Star Energy Center SDG&E | Sempra Energy | NV | CAISO | replacement | 537.3 | 0.2492% | 4800.7529 | 11.754 |  | 30.46% | 4800.7529 | 11.754 | 43.8954 |  |  | 510.5467
Treasure Coast Energy Center | Gas CC | Florida Municipal Power Agency | Florida Municipal Power Agency | FL | Southeast | surplus | 411.4 | 69.23% | 951137.98 | 178.2883 |  | 64.45% | 495182.3391 | 121.8946 | 47.99 | 103 | 405.3163
Louisa Generation Facility | Gas CT | Old Dominion Electric Coop | Old Dominion Electric Coop | VA | PJM | surplus | 509.1 | 0.6461% | 18047.7413 | 30.7258 |  | 27.97% | 4926.1888 | 28.7272 | 37.3264 |  | 499.6871
Greenland Energy Center | Gas CT | JEA | JEA | FL | Southeast | surplus | 380.8 | 6.131% | 118811.6644 | 43.3111 |  | 28.2% | 4555.6809 | 22.053 | 53.7615 | 124 | 375.0556
Marsh Run Generation Facility | Gas CT | Old Dominion Electric Coop | Old Dominion Electric Coop | VA | PJM | surplus | 513.3 | 1.919% | 49453.9968 | 30.6869 |  | 25.01% | 15615.7805 | 26.3385 | 28.4309 |  | 498.4115
Lawrence Energy Center | Coal | Evergy Kansas Central | Evergy | KS | SPP | surplus | 566 | 28.41% | 1536743.6389 | 158.1145 |  | 25.71% | 315302.6582 | 100.1759 | 23.6173 |  | 497.581
St Francis Energy Facility | Gas CC | Associated Electric Coop | Associated Electric Coop. | MO | Southeast | surplus | 506.6 | 50.92% | 882175.3314 | 136.8567 |  | 52.84% | 484211.1922 | 97.4636 | 30.1898 |  | 495.2396
Rawhide | Gas CT | Platte River Power Authority | Platte River Power Authority | CO | West | surplus | 506.8 | 2.403% | 69365.9357 | 52.4312 |  | 48.57% | 20286.4071 | 31.1643 | 56.6324 |  |  | 494.6018
T H Wharton | Gas CT | NRG Texas Power | NRG Energy | TX | ERCOT | 0 | 526.3 | 0.06845% | 2394.8868 | 29.4202 |  | 24.19% | 2370.9727 | 27.841 | 31.8822 |  | 494.2875
Wheatland Generating Facility | Gas CT | Duke Energy Indiana | Duke Energy | IN | MISO | surplus | 500.4 | 0.05664% | 1723.6475 | 19.4072 |  | 29.21% | 278.5401 | 18.3568 | 36.1174 |  | 387.2053 | 104.5897
Cape Canaveral | Gas CC | Florida Power & Light Co | NextEra Energy | FL | Southeast | surplus | 1295 | 60.45% | 2301706.2949 | 525.5282 |  | 57.52% | 1821780.946 | 476.3044 | 37.0825 |  | 490.5258
Empire Energy Center | Gas CT | Empire District Electric Co | Algonquin Power & Utilities | MO | SPP | replacement, surplus | 379 | 3.349% | 80203.3409 | 35.5957 |  | 28.57% | 32847.4603 | 21.151 | 31.3562 | 114 | 371.0249
Agua Fria | Gas ST | Salt River Project | Salt River Project | AZ | West | surplus | 390.4 | 0.008322% | 172.0445 | 34.0903 |  | 32.4% | 159.8621 | 33.6454 | 50.9511 | 97 | 386.4862
Nichols | Gas ST | Southwestern Public Service Co | Xcel Energy | TX | SPP | replacement, surplus | 474.7 | 0.9444% | 24777.0334 | 13.0064 |  | 43.64% | 15006.2112 | 10.8407 | 40.6396 | 24 | 76.212 | 380.4642
Walton County Power, LLC | Gas CT | Walton County Power | Walton County Power | GA | Southeast | surplus | 494.1 | 2.093% | 50121.7133 | 23.9957 |  | 25.26% | 28440.8023 | 20.8363 | 33.8531 |  | 479.7497
Northeast (MO) | Other Fossil | Evergy Metro | Evergy | MO | SPP | surplus | 490.2 | 0.09096% | 6959.5806 | 14.1702 |  | 22.64% | 1728.8731 | 13.1066 | 26.2032 |  | 473.8198
Jones | Gas CT | Southwestern Public Service Co | Xcel Energy | TX | SPP | surplus | 365.4 | 14.07% | 244295.9487 | 51.2338 |  | 37.76% | 106498.2362 | 36.0079 | 23.7427 | 110 | 357.4179
Wolf Hollow II | Gas CC | Exelon Power | Constellation Energy | TX | ERCOT | 0 | 1231.2 | 42.27% | 1674044.5187 | 349.0839 |  | 40.77% | 1054230.4941 | 272.858 | 38.8263 |  |  | 466.894
Colbert | Gas CT | Tennessee Valley Authority | Tennessee Valley Authority | AL | Southeast | surplus | 476 | 0.000951% | 29.3781 | 24.1756 |  | 24.02% | 23.0142 | 23.7946 | 34.6605 |  | 466.8355
Clinch River | Gas ST | Appalachian Power Co | American Electric Power Co. | VA | PJM | surplus | 475 | 0.1994% | 4984.3868 | 32.608 |  | 30.06% | 1496.3453 | 29.1397 | 41.318 |  | 225.6969 | 240.4586
Turkey Point | Gas CC | Florida Power & Light Co | NextEra Energy | FL | Southeast | surplus | 1224 | 59.63% | 2250233.6641 | 511.2687 |  | 55.54% | 1706281.3233 | 450.2038 | 33.4007 |  | 465.8585
Maine Independence Station | Gas CC | Casco Bay Energy Co | Vistra | ME | ISONE | surplus | 550.2 | 25.4% | 484671.8598 | 130.1791 |  | 41.75% | 214012.184 | 88.9749 | 53.8976 |  |  | 459.4127
Mustang Station Unit 4 | Gas CT | Golden Spread Electric Cooperative | Golden Spread Electric Cooperative | TX | SPP | surplus | 472.1 | 10.72% | 259280.1259 | 42.6548 |  | 36.78% | 114012.8737 | 33.6615 | 32.4374 |  | 252.6797 | 205.0094
Pleasant Valley (MN) | Gas CT | Great River Energy | Great River Energy | MN | MISO | surplus | 467.8 | 1.334% | 33958.1048 | 29.2737 |  | 44.38% | 7613.8651 | 24.8639 | 56.2129 |  |  | 457.4578
O W Sommers | Gas ST | City of San Antonio - (TX) | City of San Antonio - (TX) | TX | ERCOT | 0 | 892 | 0% | 0 | 15.7643 |  | 15.88% | 0 | 14.854 | 38.731 |  | 229.9273 | 226.5426
Haynes | Gas ST | Los Angeles Department of Water & Power | City of Los Angeles | CA | West | surplus | 1606 | 0.01599% | 1403.4001 | 43.1798 |  | 9.019% | 1261.8542 | 42.4915 | 43.3616 |  | 453.6512
Knox Lee | Gas ST | Southwestern Electric Power Co | American Electric Power Co. | TX | SPP | surplus | 501 | 0.6346% | 20249.9117 | 42.5574 |  | 20.56% | 13221.958 | 35.3613 | 25.6817 | 107 | 344.738
Chalk Point Power | Gas CT | Chalk Point Power | Chalk Point Power | MD | PJM | surplus | 456 | 0.02616% | 1106.6435 | 24.8791 |  | 27.14% | 557.2189 | 22.4771 | 41.4908 |  | 449.4227
Harry D Mattison Gas Plant | Gas CT | Southwestern Electric Power Co | American Electric Power Co. | AR | SPP | surplus | 349 | 0.001177% | 24.2663 | 19.4679 |  | 28.36% | 6.2206 | 16.5921 | 31.4771 | 106 | 343.1615
Brownsville Peaking Power | Gas CT | Tennessee Valley Authority | Tennessee Valley Authority | TN | Southeast | surplus | 460 | 0.2076% | 4961.5846 | 24.5965 |  | 24.11% | 4174.1012 | 24.1294 | 36.4866 |  | 447.384
Alpine Power Plant | Gas CT | Wolverine Power Supply Coop | Wolverine Power Supply Coop | MI | MISO | surplus | 453.8 | 4.477% | 103877.0561 | 44.1623 |  | 39.5% | 25846.6141 | 26.3086 | 45.1306 |  | 3.9406 | 439.8632
Big Stone | Coal | Otter Tail Power Co | Otter Tail | SD | MISO | surplus | 450 | 49.74% | 2021413.4357 | 158.5228 |  | 72.15% | 1015172.9918 | 125.0178 | 31.2493 |  |  | 439.8632
Coyote | Coal | Otter Tail Power Co | Otter Tail | ND | MISO | surplus | 450 | 53.5% | 2335918.2471 | 155.9997 |  | 68.69% | 1085417.9824 | 116.2907 | 33.6816 |  |  | 439.8632
Permian Basin | Gas CT | Luminant Generation Company | Vistra | TX | ERCOT | 0 | 447 | 0.004178% | 121.9587 | 24.5729 |  | 40.45% | 93.4244 | 22.6917 | 47.9408 |  |  | 434.9759
Tulsa | Gas ST | Public Service Co of Oklahoma | American Electric Power Co. | OK | SPP | surplus | 435 | 0.0809% | 2271.8775 | 32.4515 |  | 20.18% | 162.9158 | 28.9381 | 27.8319 | 104 | 330.6751
Plant X | Gas ST | Southwestern Public Service Co | Xcel Energy | TX | SPP | replacement, surplus | 434.4 | 0.9372% | 24651.732 | 13.8558 |  | 26.56% | 10489.9682 | 10.8574 | 22.9791 | 103 | 331.1187
Middletown | Other Fossil | Middletown Power | NRG Energy | CT | ISONE | surplus | 433.4 | 0.01377% | 648.1203 | 31.2774 |  | 24.86% | 227.9891 | 28.7218 | 41.7484 |  | 426.2035
Indian River Plant | Gas CT | Orlando Utilities Comm | Orlando Utilities Commision | FL | Southeast | surplus | 342.8 | 0.4057% | 12911.3216 | 21.1248 |  | 28.66% | 2255.13 | 18.435 | 45.0642 | 85 | 337.55
Barney M Davis | Gas CC | Talen Texas | Riverstone Holdings | TX | ERCOT | 0 | 730.2 | 34.82% | 752635.9168 | 162.4158 |  | 43.8% | 475642.2782 | 128.6435 | 45.1125 |  |  | 419.0111
Greens Bayou | Gas CT | NRG Texas Power | NRG Energy | TX | ERCOT | 0 | 432 | 0.001066% | 32.3134 | 23.7056 |  | 24.86% | 0 | 22.3951 | 27.0744 |  | 418.6906
Sayreville Cogeneration Facility | Gas CC | Vistra | Vistra | NJ | PJM | surplus | 430.2 | 29.51% | 478078.3118 | 101.4542 |  | 37.59% | 230386.4761 | 69.4695 | 34.5345 |  | 417.6758
Bacliff | Gas CT | PHR Holdings | Rockland Capital | TX | ERCOT | 0 | 427.2 | 0.007126% | 190.8333 | 23.5106 |  | 24.82% | 89.3621 | 22.1802 | 26.6281 |  | 412.8755
West Lorain | Gas CT | Vermillion Power | Starwood Energy | OH | PJM | surplus | 425 | 0.1677% | 4234.1532 | 24.1491 |  | 22.48% | 2188.7961 | 22.4016 | 33.9651 |  | 412.5703
Lower Mount Bethel Energy | Gas CC | Lower Mount Bethel Project Company | Lower Mount Bethel Project Company | PA | PJM | surplus | 651.6 | 77.99% | 1712012.8402 | 229.2198 |  | 65.23% | 1091721.4232 | 174.7851 | 34.4187 |  | 411.8478
Asheville | Gas CT | Duke Energy Progress - (NC) | Duke Energy | NC | Southeast | surplus | 423.5 | 1.385% | 29105.3754 | 27.8864 |  | 23.15% | 16804.815 | 23.6049 | 23.7568 |  | 410.495
Gregory Power Plant | Gas CC | Gregory Power Partners | NRG Energy | TX | ERCOT | 0 | 432 | 2.677% | 48252.232 | 45.2529 |  | 32.18% | 17703.9438 | 37.5832 | 37.375 |  |  | 409.9557
Montville Station | Other Fossil | NRG Montville Operations | NRG Energy | CT | ISONE | surplus | 420.3 | 0.02083% | 1053.4649 | 31.7634 |  | 24.88% | 596.2147 | 29.2046 | 38.4527 |  | 408.9664
Southwestern | Gas ST | Public Service Co of Oklahoma | American Electric Power Co. | OK | SPP | replacement, surplus | 483 | 0.4747% | 13157.5628 | 20.9413 |  | 33.79% | 1070.0358 | 18.3753 | 32.509 | 26 | 82.194 | 300.1652
Stanton Energy Center | Gas CC | Orlando Utilities Comm | Orlando Utilities Commision | FL | Southeast | surplus | 333 | 87.58% | 988982.778 | 150.0349 |  | 78.87% | 624290.2939 | 114.5505 | 26.4826 | 83 | 322.4147
Rocky Road Power LLC | Gas CT | Rocky Road Power | The Carlyle Group | IL | PJM | surplus | 415.5 | 0.03732% | 875.7239 | 23.2807 |  | 22.68% | 267.5691 | 21.6536 | 33.726 |  | 404.0771
Southeast Chicago Energy Project | Gas CT | Exelon Power | Constellation Energy | IL | PJM | surplus | 407.2 | 0% | 0 | 22.4909 |  | 25.32% | 0 | 20.7037 | 39.1356 |  | 402.0682
Commonwealth Chesapeake | Other Fossil | Tyr Energy | Itochu | VA | PJM | surplus | 402.5 | 0% | 0 | 15.6356 |  | 27.81% | 0 | 14.7352 | 39.0099 |  | 399.2837
Mid-Georgia Cogeneration Facility | Gas CC | Mid-Georgia Cogen | Mid-Georgia Cogen | GA | Southeast | surplus | 323 | 36.75% | 470097.831 | 90.5467 |  | 41.86% | 212721.2708 | 62.9865 | 34.1729 | 82 | 316.2553
Angus Anson | Gas CT | Northern States Power Co - Minnesota | Xcel Energy | SD | MISO | replacement, surplus | 405.7 | 2.152% | 49367.1076 | 15.8876 |  | 45.13% | 13345.424 | 13.5204 | 27.0654 |  |  | 396.8544
Newington | Gas ST | Granite Shore Power | Granite Shore Power | NH | ISONE | surplus | 414 | 0.04152% | 1111.8287 | 41.1618 |  | 19.53% | 831.2566 | 38.3453 | 22.9584 |  | 396.453
Richland | Gas CT | Richland-Stryker Generation | Vistra | OH | PJM | surplus | 435 | 0.5904% | 16129.8709 | 29.1279 |  | 35.06% | 9556.0338 | 26.1238 | 49.1663 |  |  | 395.8769
Fort St Vrain | Gas CT | Public Service Co of Colorado | Xcel Energy | CO | West | surplus | 280.6 | 1.762% | 27954.7367 | 26.1893 |  | 27.29% | 8983.8734 | 20.0416 | 21.5649 | 124 | 270.1844
West Gardner | Gas CT | Evergy Metro | Evergy | KS | SPP | surplus | 408 | 1.454% | 36624.6345 | 16.7254 |  | 27.52% | 64920.0226 | 17.8765 | 18.6039 |  | 294.5064 | 96.0946
Lawrence County Station | Gas CT | Hoosier Energy R E C | Hoosier Energy Rural Electric Coop. | IN | MISO | surplus | 402 | 4.411% | 91653.0161 | 30.3913 |  | 26.28% | 41943.3439 | 24.2621 | 25.9242 |  | 390.5681
San Miguel | Coal | San Miguel Electric Coop | San Miguel Electric Coop | TX | ERCOT | 0 | 410 | 3.073% | 135696.01 | 52.0318 |  | 33.79% | 83114.9202 | 48.3816 | 26.2583 |  |  | 389.0784
DeBary | Gas CT | Duke Energy Florida | Duke Energy | FL | Southeast | surplus | 310.5 | 0.02484% | 494.9693 | 13.5057 |  | 25.57% | 40.4959 | 12.1943 | 40.0883 | 78 | 307.9404
Wilson | Other Fossil | Georgia Power Co | Southern Co. | GA | Southeast | surplus | 317.6 | 0% | 32.0484 | 12.2761 |  | 25.93% | 32.0484 | 10.9254 | 26.718 | 78 | 307.8066
Calcasieu | Gas CT | Entergy Louisiana | Entergy | LA | MISO | surplus | 358.8 | 0.009079% | 171.7217 | 21.8801 |  | 28.47% | 49.819 | 17.0925 | 41.3236 | 34 | 52.2877 | 299.107
Midlothian Energy Facility | Gas CC | Midlothian Energy | Vistra | TX | ERCOT | 0 | 1734 | 14.68% | 905575.0982 | 286.4456 |  | 16.14% | 495636.6437 | 223.3032 | 32.1704 |  |  | 385.2825
MPC Generating | Gas CT | MPC Generating | MPC Generating | GA | Southeast | surplus | 386.1 | 0.0147% | 305.5667 | 21.2825 |  | 27.96% | 104.938 | 19.554 | 37.0462 |  | 380.812
PSEG Linden Generating Station | Gas CT | PSEG Fossil | Public Service Enterprise Group | NJ | PJM | surplus | 402.9 | 0.3035% | 8385.4379 | 24.0751 |  | 25.05% | 2544.0199 | 21.3946 | 36.9177 |  | 378.4171
Concord | Gas CT | Wisconsin Electric Power Co | WEC Energy Group | WI | MISO | surplus | 381.6 | 0.1366% | 3397.4637 | 22.0213 |  | 30.08% | 708.001 | 21.6681 | 27.9252 |  | 280.8564 | 92.86
NAEA Ocean Peaking Power LLC | Gas CT | NAEA Ocean Peaking Power | The Carlyle Group | NJ | PJM | surplus | 383 | 3.16% | 59989.2534 | 29.6703 |  | 29.16% | 19661.1378 | 23.3428 | 34.1464 |  | 257.4049 | 115.3419
Sanford | Gas CC | Florida Power & Light Co | NextEra Energy | FL | Southeast | surplus | 2377.8 | 10.43% | 842721.7256 | 496.1423 |  | 11.43% | 601433.3296 | 472.6285 | 27.8264 |  | 367.9162
Cedar Bayou | Gas ST | NRG Texas Power | NRG Energy | TX | ERCOT | 0 | 2295 | 0.09017% | 10755.7456 | 102.9291 |  | 4.864% | 4370.803 | 97.4745 | 37.8488 |  |  | 366.303
Marcus Hook Energy LP | Gas CC | Starwood Energy Group Global | Starwood Energy Group Global | PA | PJM | surplus | 836.1 | 73.52% | 2132576.0824 | 302.0306 |  | 56.46% | 1319587.464 | 227.8985 | 27.8722 |  | 365.2235
R S Nelson | Coal | Entergy Louisiana | Entergy | LA | MISO | surplus | 614.6 | 22.57% | 1393200.2321 | 131.0312 |  | 29.32% | 880938.4447 | 111.3593 | 34.7239 | 37 | 104.1089 | 223.8415
McMeekin | Gas ST | Dominion Energy South Carolina | Dominion Energy | SC | Southeast | surplus | 293.6 | 7.489% | 106337.3985 | 53.7259 |  | 32.13% | 65469.7135 | 42.3372 | 36.8046 | 74 | 290.0485
Kemper County | Gas CT | Tennessee Valley Authority | Tennessee Valley Authority | MS | Southeast | surplus | 372 | 0.1393% | 2812.3208 | 19.6462 |  | 24.96% | 2325.6121 | 19.2617 | 26.8868 |  | 362.133
Kyrene | Gas CC | Salt River Project | Salt River Project | AZ | West | surplus | 292 | 26.44% | 260670.7202 | 68.8452 |  | 47.56% | 148023.6815 | 50.3102 | 37.9763 | 72 | 288.6291
R W Miller | Gas ST | Brazos Electric Power Coop | Brazos Electric Power Coop. | TX | ERCOT | 0 | 366 | 0.01226% | 255.8589 | 29.9773 |  | 40.69% | 100.8093 | 29.4193 | 34.4619 |  | 64.0304 | 293.2422
Paris (WI) | Gas CT | Wisconsin Electric Power Co | WEC Energy Group | WI | MISO | surplus | 381.6 | 1.033% | 25620.1426 | 27.0142 |  | 39.77% | 5407.8613 | 24.8339 | 112.4522 |  | 21.3695 | 335.1286
Hardee Power Station | Gas CC | Hardee Power Partners Ltd | Invenergy | FL | Southeast | surplus | 287.7 | 0.6122% | 6961.2478 | 30.3413 |  | 27.5% | 3989.5119 | 26.8668 | 46.0816 | 72 | 284.4663
Gordon Evans Energy Center | Gas CT | Evergy Kansas South | Evergy | KS | SPP | surplus | 375.1 | 2.088% | 40406.3295 | 25.8989 |  | 38.2% | 6062.6771 | 17.2039 | 21.9596 |  |  | 354.9154
Wolf Hollow I LP | Gas CC | Wolf Hollow I Power | Wolf Hollow I Power | TX | ERCOT | 0 | 788.4 | 33.68% | 896954.2754 | 192.9065 |  | 35.18% | 503000.7659 | 142.2735 | 29.6124 |  |  | 352.0685
Ector County Energy Center | Gas CT | Ector County Generation | Ector County Generation | TX | ERCOT | 0 | 358.8 | 0.04335% | 808.0936 | 20.0093 |  | 40.93% | 255.3139 | 18.2912 | 38.5692 |  |  | 350.9131
Garrison Energy Center LLC | Gas CC | Cobalt Power | Cobalt Power | DE | PJM | surplus | 361 | 51.59% | 615108.0597 | 123.783 |  | 52.79% | 336527.1075 | 84.8781 | 26.4788 |  | 350.734
Northside Generating Station | Coal | JEA | JEA | FL | Southeast | surplus | 595 | 29.98% | 1507834.1093 | 228.029 |  | 21.47% | 122715.5527 | 100.9548 | 97.1544 |  |  | 350.7156
Herbert A Wagner | Coal | H.A. Wagner | Riverstone Holdings | MD | PJM | surplus | 495 | 3.349% | 159811.7729 | 59.1099 |  | 19.52% | 86267.4027 | 50.6993 | 26.825 |  | 348.7909
Crete Energy Venture LLC | Gas CT | Earthrise Energy, PBC | Earthrise Energy, PBC | IL | PJM | surplus | 356 | 0.006459% | 147.0802 | 19.8312 |  | 37.25% | 104.36 | 18.1947 | 28.8548 |  |  | 347.9807
DeCordova Steam Electric Station | Gas CT | DeCordova Power Company | Vistra | TX | ERCOT | 0 | 357.6 | 0.00442% | 106.9467 | 19.6489 |  | 37.23% | 75.2432 | 18.146 | 40.7182 |  |  | 347.7242
Dean | Gas CT | DTE Electric Company | DTE Energy | MI | MISO | surplus | 357.6 | 1.302% | 25582.4594 | 30.7707 |  | 23.32% | 5628.2594 | 22.8557 | 20.56 |  | 345.5807
H L Culbreath Bayside Power Station | Gas CT | Tampa Electric Co | Emera | FL | Southeast | surplus | 279.6 | 0.001209% | 17.6607 | 21.6881 |  | 27.17% | 19.3852 | 19.9255 | 30.2512 | 68 | 276.5644
Barney M Davis | Gas ST | Talen Texas | Riverstone Holdings | TX | ERCOT | 0 | 352 | 0.008082% | 162.5677 | 20.9499 |  | 36.88% | 29.4617 | 19.3105 | 39.366 |  |  | 344.0708
University Park South | Gas CT | University Park Energy | LS Power | IL | PJM | surplus | 353.4 | 0.4476% | 8298.883 | 21.0729 |  | 22.86% | 2045.2112 | 18.8968 | 28.7616 |  | 343.854
Big Sandy Peaker Plant | Gas CT | Middle River Power II | Middle River Power II | WV | PJM | surplus | 353.4 | 0.878% | 16288.4079 | 23.2474 |  | 23.45% | 5601.5859 | 20.21 | 28.5697 |  | 343.854
Nueces Bay | Gas CC | Talen Texas | Riverstone Holdings | TX | ERCOT | 0 | 730.2 | 36.65% | 744683.4241 | 161.6231 |  | 42.58% | 505001.0038 | 132.4667 | 39.2542 |  |  | 343.0933
Cunningham | Gas ST | Southwestern Public Service Co | Xcel Energy | NM | SPP | replacement, surplus | 265.4 | 1.856% | 27024.9696 | 7.8236 |  | 35.39% | 12792.1854 | 4.9634 | 17.1943 | 81 | 260.9367
Peno Creek | Gas CT | Union Electric Co - (MO) | Ameren | MO | MISO | surplus | 240 | 23.22% | 297285.3954 | 86.2086 |  | 27.33% | 38151.2126 | 18.6704 | 29.3913 | 104 | 234.4302
Middletown | Gas ST | Middletown Power | NRG Energy | CT | ISONE | surplus | 353 | 0.03503% | 744.8307 | 33.7664 |  | 19.69% | 289.0306 | 31.503 | 19.4899 |  | 338.0385
New Castle Plant | Gas ST | New Castle Power | New Castle Power | PA | PJM | surplus | 348 | 4.28% | 82923.6911 | 53.0275 |  | 23.57% | 33243.2022 | 50.0696 | 28.2316 |  | 337.8148
Arlington Valley Energy Facility | Gas CC | Arlington Valley | Capital Power | AZ | West | surplus | 713 | 50.05% | 1201306.7606 | 244.8176 |  | 39.49% | 662614.2698 | 177.6843 | 19.7262 | 30 | 307.4255
Urquhart | Gas CC | Dominion Energy South Carolina | Dominion Energy | SC | Southeast | surplus | 547.8 | 44.16% | 893323.7766 | 200.074 |  | 41.87% | 597805.5949 | 152.5059 | 32.356 | 69 | 266.7324
South Harper | Gas CT | Evergy Missouri West | Evergy | MO | SPP | surplus | 351 | 1.306% | 26694.4635 | 24.9138 |  | 27.14% | 44468.1715 | 25.3624 | 15.3724 |  | 225.2108 | 110.2262
Pleasants Energy LLC | Gas CT | Luminant Generation Company | Vistra | WV | PJM | surplus | 344 | 3.102% | 51041.4087 | 25.7285 |  | 24.08% | 19008.5335 | 20.9823 | 27.5168 |  | 334.1407
Sheboygan Falls | Gas CT | Sheboygan Power | Alliant Energy | WI | MISO | surplus | 346.8 | 10.2% | 183885.2026 | 45.1758 |  | 42.83% | 52257.3344 | 26.112 | 66.4523 |  | 32.5099 | 299.3203
Anson County Generation Facility | Gas CT | North Carolina El Member | North Carolina Electric Membershipration | NC | Southeast | surplus | 343.8 | 0.8143% | 14079.7435 | 21.5613 |  | 22.18% | 6109.2895 | 19.4595 | 22.8774 |  | 331.1068
Hamlet Generating Facility | Gas CT | North Carolina El Member | North Carolina Electric Membershipration | NC | Southeast | surplus | 343.8 | 0.08831% | 1582.2301 | 17.9734 |  | 21.9% | 769.2481 | 17.4046 | 22.8741 |  | 331.1068
Georgetown | Gas CT | Indianapolis Power & Light Co | AES | IN | MISO | surplus | 340 | 0.2178% | 4410.7836 | 16.9457 |  | 23.92% | 892.6491 | 15.7767 | 23.695 |  | 330.2553
JM Shafer Generating Station | Gas CC | Tri-State G & T Assn | Tri-State G&T | CO | West | surplus | 396.9 | 18.85% | 267669.5243 | 92.5709 |  | 26.2% | 123857.1441 | 59.384 | 23.0313 | 104 | 225.8464
Brunot Island | Gas CC | Brunot Island Power | Brunot Island Power | PA | PJM | surplus | 339.9 | 14.54% | 251077.1258 | 51.8885 |  | 28.9% | 117488.8347 | 40.0121 | 27.5015 |  | 329.0782
Potomac Energy Center, LLC | Gas CC | Potomac Energy Center | Potomac Energy Center | VA | PJM | surplus | 812 | 56.18% | 1479655.7827 | 287.5956 |  | 45.6% | 929452.4658 | 210.2277 | 25.0134 |  | 328.3126
Cunningham | Gas CT | Southwestern Public Service Co | Xcel Energy | NM | SPP | surplus | 253.8 | 8.667% | 124897.9558 | 34.7147 |  | 38.28% | 54132.9899 | 22.0428 | 16.5475 | 78 | 250.1054
Blue Lake | Gas CT | Northern States Power Co - Minnesota | Xcel Energy | MN | MISO | surplus | 332.6 | 0.701% | 11649.1559 | 17.6122 |  | 26.9% | 2186.9322 | 15.3343 | 23.3126 |  | 327.0694
Johnsonville | Gas CT | Tennessee Valley Authority | Tennessee Valley Authority | TN | Southeast | surplus | 1426 | 0.001282% | 169.6272 | 21.1318 |  | 5.656% | 161.3889 | 20.7516 | 26.6511 |  | 326.7849
Northside Generating Station | Other Fossil | JEA | JEA | FL | Southeast | surplus | 248.4 | 0.004233% | 126.2217 | 9.2951 |  | 26.8% | 27.2229 | 9.1442 | 33.5791 | 80 | 244.6668
Panda Sherman Power Station | Gas CC | PPG - O&M Panda Sherman Power | Panda Power Funds | TX | ERCOT | 0 | 803.2 | 41.92% | 1122544.7676 | 221.7909 |  | 38.31% | 638480.0849 | 161.6005 | 27.8101 |  |  | 324.5483
Perryman | Gas CT | Constellation Power Source Gen | Constellation Energy | MD | PJM | surplus | 333 | 0.5967% | 10079.1252 | 20.1782 |  | 24.48% | 3385.1948 | 17.7083 | 26.2965 |  | 323.5303
Cane Island | Gas CC | Florida Municipal Power Agency | Florida Municipal Power Agency | FL | Southeast | surplus | 674 | 93.24% | 2157570.8873 | 332.124 |  | 72.01% | 1438838.3479 | 265.4646 | 22.6172 | 66 | 257.4587
Fountain Valley Power Facility | Gas CT | Fountain Valley Power | IIF BH Investments | CO | West | surplus | 228 | 3.541% | 44832.4808 | 29.1515 |  | 30.58% | 16454.5296 | 16.4204 | 24.1677 | 102 | 221.1959
Arvah B Hopkins | Gas CC | City of Tallahassee - (FL) | City of Tallahassee - (FL) | FL | Southeast | surplus | 458.1 | 58.65% | 981535.4619 | 192.6059 |  | 49.37% | 590949.234 | 141.5449 | 30.8755 | 65 | 254.3793
Harding Street | Gas CT | Indianapolis Power & Light Co | AES | IN | MISO | surplus | 327 | 0.4562% | 8646.4109 | 17.2461 |  | 24.05% | 3114.1441 | 14.503 | 20.5108 |  | 317.6279
Sumpter | Gas CT | Wolverine Power Supply Coop | Wolverine Power Supply Coop | MI | MISO | surplus | 340 | 1.644% | 33626.0433 | 23.7421 |  | 40.71% | 10107.919 | 19.0334 | 85.8012 |  |  | 317.392
Dickerson Power | Gas CT | Dickerson Power | Dickerson Power | MD | PJM | surplus | 326 | 0.2944% | 5095.7854 | 18.8639 |  | 24.52% | 1845.3479 | 17.1977 | 24.0031 |  | 316.6566
Spring Creek Energy Center | Gas CT | Evergy Kansas Central | Evergy | OK | SPP | surplus | 338 | 1.876% | 37879.618 | 14.2851 |  | 38.84% | 49634.7276 | 14.9309 | 11.2656 |  |  | 316.5469
Canal | Gas CT | Canal 3 Generating | Canal 3 Generating | MA | ISONE | surplus | 330 | 0.4169% | 5649.4807 | 19.8261 |  | 20.11% | 2367.542 | 18.3612 | 18.069 |  | 316.0133
Holden | Gas CT | Associated Electric Coop | Associated Electric Coop. | MO | Southeast | surplus | 321.3 | 0.7188% | 13166.1055 | 18.44 |  | 29.93% | 9207.5908 | 18.0359 | 25.362 |  | 212.8466 | 101.6573
John P Madgett | Coal | Dairyland Power Coop | Dairyland Power Coop. | WI | MISO | surplus | 387 | 21.98% | 829386.7984 | 99.6048 |  | 37.73% | 311518.1884 | 71.7416 | 25.2419 |  |  | 312.4033
Quindaro | Gas ST | City of Kansas City - (KS) | City of Kansas City - (KS) | KS | SPP | surplus | 239.1 | 0% | 0 | 28.2427 |  | 27.87% | 0 | 27.8227 | 25.3119 | 73 | 236.5383
Nodaway | Gas CT | Associated Electric Coop | Associated Electric Coop. | MO | Southeast | surplus | 315.6 | 0.0227% | 396.5227 | 15.7955 |  | 40.94% | 223.0879 | 16.0441 | 30.1879 |  |  | 308.8817
C D McIntosh Jr | Gas CC | City of Lakeland - (FL) | City of Lakeland - (FL) | FL | Southeast | surplus | 384 | 64.78% | 844491.5715 | 170.9272 |  | 53.01% | 447354.3092 | 117.5305 | 31.2454 | 63 | 245.7601
Mooreland | Gas ST | Western Farmers Elec Coop | Western Farmers Elec Coop | OK | SPP | surplus | 305 | 0.08877% | 1646.9318 | 16.9529 |  | 44.41% | 171.5866 | 16.689 | 31.7422 | 14 | 44.2227 | 250.2487
Darlington County | Gas CT | Duke Energy Progress - (NC) | Duke Energy | SC | Southeast | surplus | 583.2 | 0.09559% | 5060.8262 | 23.1139 |  | 12.4% | 6204.4367 | 21.3372 | 18.0917 |  | 306.2644
Calumet Energy Team LLC | Gas CT | Engie North America | ENGIE SA | IL | PJM | surplus | 312.8 | 0.2737% | 4445.3663 | 18.2211 |  | 22.81% | 1042.6629 | 16.5431 | 25.4 |  | 305.0005
Major Oak Power | Coal | Major Oak Power | The Blackstone Group | TX | ERCOT | 0 | 349.2 | 12% | 412761.795 | 79.2281 |  | 35.4% | 229776.1721 | 65.5786 | 28.7046 |  |  | 304.6199
Independence Steam Electric Station | Coal | Arkansas Electric Coop | Arkansas Electric Coop. | AR | MISO | surplus | 1800 | 18.16% | 2883769.6027 | 339.8977 |  | 17.56% | 1958852.5714 | 298.9162 | 33.4216 |  |  | 304.3891
Perryville Power Station | Gas CT | Entergy Louisiana | Entergy | LA | MISO | surplus | 186.2 | 0.001745% | 30.1485 | 12.6051 |  | 25.59% | 10.8129 | 9.9611 | 35.3904 | 119 | 183.5001
Barry | Gas ST | Alabama Power Co | Southern Co. | AL | Southeast | surplus | 306.2 | 0.1742% | 4950.3621 | 47.3164 |  | 29.21% | 1400.4212 | 38.004 | 27.406 |  | 301.8872
Hawthorn | Gas CC | Evergy Metro | Evergy | MO | SPP | surplus | 312.8 | 33.56% | 424471.5908 | 77.9513 |  | 30.65% | 105354.6949 | 34.7522 | 14.4251 |  | 301.2435
Crossroads Energy Center | Gas CT | Clarksdale Public Utilities | Clarksdale Public Utilities | MS | MISO | surplus | 306.4 | 0.3538% | 6832.8645 | 17.3853 |  | 26.57% | 1745.4564 | 14.7372 | 19.2877 |  | 299.8305
Dearborn Industrial Generation | Gas CT | Dearborn Industrial Gen | CMS Energy | MI | MISO | surplus | 509.9 | 41.42% | 783709.8474 | 134.747 |  | 41.02% | 295573.4047 | 77.7697 | 89.2972 |  |  | 299.6554
Hopewell Cogeneration | Gas CC | Luminant Generation Company | Vistra | VA | PJM | surplus | 303 | 8.814% | 115919.6965 | 40.5919 |  | 28.08% | 45898.4353 | 30.7011 | 22.5572 |  | 294.3834
Lieberman | Gas ST | Southwestern Electric Power Co | American Electric Power Co. | LA | SPP | surplus | 278 | 0.03742% | 567.8882 | 23.5804 |  | 23.58% | 15.1486 | 20.0687 | 16.7767 | 70 | 223.9324
Handsome Lake Energy LLC | Gas CT | Handsome Lake Energy | Constellation Energy | PA | PJM | surplus | 294.5 | 0.6554% | 13083.4112 | 17.4176 |  | 24.33% | 4806.147 | 15.5237 | 28.6116 |  | 290.6189
RS Cogen | Gas CC | Westlake 2 US | Eagle 2 US | LA | MISO | surplus | 493 | 9.387% | 251825.4766 | 66.8954 |  | 20.39% | 87696.7203 | 50.3372 | 24.8614 |  | 212.2177 | 78.1979
Manchief Electric Generating Station | Gas CT | Public Service Co of Colorado | Xcel Energy | CO | West | surplus | 300 | 9.331% | 138241.9002 | 43.2779 |  | 39.91% | 43995.0821 | 25.0236 | 29.4932 |  |  | 288.6986
Kinmundy | Gas CT | Union Electric Co - (MO) | Ameren | IL | MISO | surplus | 270 | 3.113% | 63332.7646 | 35.4734 |  | 35.5% | 4860.7617 | 13.1388 | 25.0848 | 19 | 37.4519 | 226.7739
Ray Olinger | Gas ST | City of Garland - (TX) | City of Garland - (TX) | TX | ERCOT | 0 | 345 | 0.02076% | 410.7345 | 19.2799 |  | 30.35% | 183.2096 | 19.0015 | 29.7052 |  | 72.6893 | 210.1569
Bayboro | Other Fossil | Duke Energy Florida | Duke Energy | FL | Southeast | surplus | 226.8 | 0.002789% | 62.1564 | 7.8105 |  | 26.29% | 32.6229 | 7.3352 | 28.747 | 56 | 225.2025
Brandywine Power Facility | Gas CC | KMC Thermo | KMC Thermo | MD | PJM | surplus | 288.8 | 10.69% | 120940.9954 | 47.9238 |  | 28.91% | 50965.6947 | 35.5807 | 21.317 |  | 280.7815
Rawhide | Coal | Platte River Power Authority | Platte River Power Authority | CO | West | replacement | 293.6 | 10.94% | 274479.8264 | 26.4653 |  | 49.37% | 183895.0254 | 23.5514 | 29.6366 |  |  | 280.0487
Rokeby | Gas CT | Lincoln Electric System | City of Lincoln - (NE) | NE | SPP | surplus | 263.2 | 1.417% | 24513.6588 | 32.5067 |  | 41.11% | 7030.2647 | 20.6846 | 30.0209 | 22 | 70.9615 | 186.6757
Milton R Young | Coal | Square Butte Electrical Cooperative | Square Butte Electrical Cooperative | ND | MISO | surplus | 734 | 68.38% | 4909776.0881 | 268.7413 |  | 65.41% | 3536991.0889 | 244.7595 | 22.1726 |  |  | 279.1345
Wolf Hills Energy | Gas CT | Middle River Power II | Middle River Power II | VA | PJM | surplus | 285 | 0.4634% | 6898.5167 | 16.9427 |  | 25.19% | 1175.571 | 15.1257 | 20.8269 |  | 276.8953
Apache Station | Gas ST | Arizona Electric Pwr Coop | Arizona Electric Pwr Coop | AZ | West | surplus | 285.6 | 8.425% | 121525.8905 | 34.2754 |  | 29.77% | 64880.1334 | 31.7061 | 12.6344 |  | 199.1252 | 77.6328
Inver Hills | Gas CT | Northern States Power Co - Minnesota | Xcel Energy | MN | MISO | replacement | 280.8 | 0% | 0 | 1.7729 |  | 23.86% | 0 | 1.7729 | 20.0131 |  | 272.7758
Coyote Springs II | Gas CC | Avista | Avista | OR | West | surplus | 287 | 43.78% | 403081.0388 | 68.3679 |  | 59.37% | 245688.9225 | 52.2677 | 19.1778 |  |  | 272.3549
Big Sandy | Gas ST | Kentucky Power Co | American Electric Power Co. | KY | PJM | surplus | 280.5 | 2.863% | 37219.4694 | 30.6924 |  | 24.32% | 15287.0704 | 24.8491 | 26.0097 |  | 271.975
Rumford Power LLC | Gas CC | Rumford Power | The Carlyle Group | ME | ISONE | surplus | 274.5 | 18.92% | 185636.1436 | 55.2071 |  | 44.19% | 74977.7854 | 39.2901 | 22.28 |  |  | 264.0857
Gibson City Energy Center LLC | Gas CT | Earthrise Energy, PBC | Earthrise Energy, PBC | IL | MISO | surplus | 270 | 1.08% | 16505.3602 | 19.8063 |  | 41.53% | 3115.6499 | 14.2855 | 17.7195 |  |  | 263.9179
Sim Gideon | Gas ST | Lower Colorado River Authority | Lower Colorado River Authority | TX | ERCOT | 0 | 623 | 2.287% | 72347.4771 | 50.7454 |  | 12.77% | 56201.4359 | 47.2214 | 18.0028 |  | 263.62
Stony Brook | Other Fossil | Massachusetts Mun Wholes Electric Co | Massachusetts Mun Wholes Electric Co | MA | ISONE | surplus | 279.6 | 0% | 0 | 18.6479 |  | 19.43% | 0 | 18.4674 | 15.5986 |  | 263.3444
Frederickson Power LP | Gas CC | Atlantic Powerration | Atlantic Powerration | WA | West | surplus | 318.3 | 38.34% | 393439.1996 | 71.8923 |  | 45.87% | 247837.2265 | 56.9975 | 28.4277 |  | 17.2818 | 245.7837
Big Cajun 1 | Gas CT | Louisiana Generating | Cleco | LA | MISO | surplus | 265.6 | 1.36% | 21406.5347 | 16.7762 |  | 26.74% | 5301.3206 | 14.387 | 19.6877 |  | 258.9446
Evander Andrews Power Complex | Gas CT | Idaho Power Co | IDACORP | ID | West | surplus | 270.9 | 0.4415% | 5939.7154 | 18.9677 |  | 27.99% | 2899.5311 | 15.9326 | 18.9745 |  | 88.8241 | 169.8659
Laredo | Gas CT | Talen Texas | Riverstone Holdings | TX | ERCOT | 0 | 263.6 | 0.136% | 1658.6861 | 15.4284 |  | 39.33% | 701.9846 | 13.7008 | 28.0679 |  |  | 258.0531
Ennis Power Company LLC | Gas CC | Ennis Power Company | Vistra | TX | ERCOT | 0 | 418 | 27.9% | 397774.0975 | 92.2819 |  | 37.11% | 216956.8997 | 67.7378 | 22.0083 |  |  | 257.1713
Morgantown Generating Plant | Other Fossil | Lanyard Power Holdings | Lanyard Power Holdings | MD | PJM | surplus | 296 | 0% | 0 | 10.2113 |  | 23.83% | 0 | 9.6067 | 23.6554 |  | 256.2498
Sand Hill | Gas CC | Austin Energy | Austin Energy | TX | ERCOT | 0 | 388 | 4.221% | 57150.0615 | 43.39 |  | 24.52% | 28970.8373 | 37.9617 | 26.4361 |  |  | 256.2223
Dan E Karn | Coal | 0 | 0 | MI | MISO | replacement | 544 | 0% | 0 | 0 |  | 19.54% | 0 | 0 | 96.6891 |  |  | 253.9136
West County Energy Center | Gas CC | Florida Power & Light Co | NextEra Energy | FL | Southeast | surplus | 4263 | 60.03% | 8376609.4798 | 2058.5903 |  | 42.59% | 5758654.0385 | 1724.5764 | 19.2255 |  | 253.4316
Exelon West Medway II LLC | Gas CT | Exelon Power | Constellation Energy | MA | ISONE | surplus | 263.6 | 0.1501% | 2012.6157 | 15.1311 |  | 19.68% | 1088.7886 | 14.2652 | 14.6968 |  | 252.8106
Comanche (CO) | Coal | Public Service Co of Colorado | Xcel Energy | CO | West | surplus | 1635.3 | 33.99% | 4687461.5427 | 249.2365 |  | 22.89% | 2493394.0619 | 234.7293 | 10.1345 |  |  | 252.4838
Paris Energy Center | Gas CC | Paris Generation | The Blackstone Group | TX | ERCOT | 0 | 265.6 | 2.563% | 28543.7929 | 28.5235 |  | 34.42% | 12412.1745 | 23.7314 | 21.9715 |  |  | 252.4265
R M Schahfer | Gas CT | Northern Indiana Pub Serv Co | NiSource | IN | MISO | surplus | 258 | 0.1408% | 3370.7006 | 15.6781 |  | 38.45% | 899.7124 | 14.2084 | 21.3167 |  |  | 252.1883
Greenwood (MO) | Gas CT | Evergy Missouri West | Evergy | MO | SPP | surplus | 258.8 | 0.2075% | 4980.3895 | 13.3214 |  | 22.79% | 1511.0624 | 12.4258 | 13.9641 |  | 251.4146
Hays Energy Project | Gas CC | Hays Energy | Vistra | TX | ERCOT | 0 | 989 | 12.61% | 446359.99 | 152.6616 |  | 15.78% | 239353.9242 | 119.5228 | 21.7735 |  |  | 247.6816
Belle River | Gas CT | DTE Electric Company | DTE Energy | MI | MISO | surplus | 255.9 | 0.9322% | 14418.9397 | 17.6857 |  | 23.19% | 2382.2724 | 16.2828 | 14.739 |  | 247.5367
Bellingham Cogeneration Facility | Gas CC | Northeast Energy Associates | Northeast Energy | MA | ISONE | surplus | 386.1 | 8.561% | 119431.0282 | 53.6108 |  | 17.98% | 68234.8476 | 45.9563 | 14.3103 |  | 247.0649
Eagle Point Power Generation | Gas CC | Rockland Power Partners | Rockland Power Partners | NJ | PJM | surplus | 251.8 | 25.41% | 258954.424 | 55.1025 |  | 35.87% | 121973.3744 | 37.5346 | 20.0428 |  | 244.7875
Green Power 2 | Gas CC | Marathon Petroleum Company | Marathon Petroleum Company | TX | ERCOT | 0 | 861 | 0.5708% | 24551.1263 | 81.8585 |  | 7.68% | 12698.2979 | 77.4074 | 16.2331 |  | 242.4765
Germantown | Other Fossil | Wisconsin Electric Power Co | WEC Energy Group | WI | MISO | surplus | 244.8 | 0% | 0 | 12.9122 |  | 26.13% | 0 | 13.1337 | 17.9447 |  | 240.4525
Thomas Fitzhugh | Gas CC | Arkansas Electric Coop | Arkansas Electric Coop. | AR | SPP | surplus | 185 | 7.248% | 55215.6981 | 27.8906 |  | 30.48% | 14499.5484 | 21.0644 | 16.6007 | 56 | 182.4278
Greenwood (MI) | Gas CT | DTE Electric Company | DTE Energy | MI | MISO | surplus | 255.9 | 0.146% | 2078.0572 | 15.8036 |  | 41.14% | 387.2022 | 15.25 | 72.3695 |  |  | 238.044
GenConn Devon LLC | Other Fossil | GenConn Devon | GenConn Devon | CT | ISONE | surplus | 242 | 0% | 0 | 11.8541 |  | 25.12% | 0 | 10.9831 | 22.2551 |  | 237.4962
GenConn Middletown LLC | Other Fossil | GenConn Middletown | GenConn Middletown | CT | ISONE | surplus | 242 | 0% | 0 | 11.6668 |  | 25.15% | 0 | 10.8207 | 23.4229 |  | 236.5107
Mountain Creek | Gas ST | Mountain Creek Power | Mountain Creek Power | TX | ERCOT | 0 | 958.3 | 0.03163% | 1650.9225 | 53.7001 |  | 8.541% | 640.55 | 52.1736 | 25.3695 |  | 17.4454 | 217.8308
Worthington Generation LLC | Gas CT | Hoosier Energy R E C | Hoosier Energy Rural Electric Coop. | IN | MISO | surplus | 242 | 4.722% | 56910.4948 | 20.006 |  | 26.2% | 23210.5829 | 15.4937 | 14.045 |  | 233.175
PSEG Burlington Generating Station | Gas CT | Burlington Generating Station | Burlington Generating Station | NJ | PJM | surplus | 242 | 1.202% | 13988.921 | 15.7464 |  | 24.32% | 5464.7097 | 13.5996 | 18.8993 |  | 233.1214
Baconton Power Plant | Gas CT | Sowega Energy Resources | Sowega Energy Resources | GA | Southeast | surplus | 242 | 2.927% | 31703.1405 | 18.4685 |  | 26.04% | 14352.1899 | 15.6431 | 16.5345 |  | 232.8377
R W Miller | Gas CT | Brazos Electric Power Coop | Brazos Electric Power Coop. | TX | ERCOT | 0 | 237.6 | 0.003901% | 65.926 | 12.0849 |  | 44.3% | 45.3874 | 11.9325 | 24.3486 |  |  | 232.6388
NAEA Lakewood LLC | Gas CC | Lakewood Cogeneration | Lakewood Cogeneration | NJ | PJM | surplus | 236.8 | 33.97% | 309088.8838 | 59.3611 |  | 40.37% | 149116.3341 | 40.2295 | 19.2401 |  | 230.2074
Greenville Electric Generating Station | Gas CT | Buckeye Power | Buckeye Power | OH | PJM | surplus | 236 | 1.639% | 17544.4608 | 15.1968 |  | 23.6% | 5447.577 | 13.3633 | 12.756 |  | 229.236
Harbor | Gas CC | Los Angeles Department of Water & Power | City of Los Angeles | CA | West | surplus | 245.6 | 0.07575% | 1087.3185 | 19.2141 |  | 29.43% | 984.5579 | 18.9678 | 21.287 |  | 228.0007
Robins | Gas CT | Georgia Power Co | Southern Co. | GA | Southeast | surplus | 183.8 | 0.1109% | 1304.5338 | 8.9659 |  | 26.19% | 173.1955 | 7.3035 | 16.8667 | 46 | 181.527
Hardee Power Station | Gas CT | Hardee Power Partners Ltd | Invenergy | FL | Southeast | surplus | 182.4 | 0.0001347% | 1.452 | 9.758 |  | 27.16% | 0.726 | 9.1309 | 29.1934 | 46 | 179.7669
Blue Lake | Other Fossil | Northern States Power Co - Minnesota | Xcel Energy | MN | MISO | replacement | 226.8 | 0% | 0 | 0.44198 |  | 26.65% | 0 | 0.59109 | 16.1791 |  | 224.6139
Cumberland (NJ) | Gas CT | Calpine New Jersey Generation | Energy Capital Partners | NJ | PJM | surplus | 231.2 | 1.898% | 21357.5073 | 16.325 |  | 24.76% | 7030.7746 | 13.5637 | 17.0194 |  | 224.4309
AES Warrior Run Cogeneration Facility | Coal | AES WR Ltd Partnership | AES | MD | PJM | surplus | 229 | 22.17% | 489835.8969 | 56.6159 |  | 48.07% | 196240.9267 | 41.7742 | 22.6954 |  | 19.4268 | 204.292
Big Cajun 1 | Gas ST | Louisiana Generating | Cleco | LA | MISO | surplus | 227.2 | 0.1642% | 2157.2555 | 13.9667 |  | 26.43% | 442.9614 | 12.8179 | 16.9001 |  | 221.9525
Fisk Street | Other Fossil | Midwest Generations EME | NRG Energy | IL | PJM | surplus | 260 | 0.007394% | 279.0445 | 10.1984 |  | 22.16% | 279.0445 | 9.6743 | 21.9226 |  | 220.7433
Devon Station | Other Fossil | Devon Power | NRG Energy | CT | ISONE | surplus | 429.6 | 0% | 0 | 11.1216 |  | 13.02% | 0 | 10.2915 | 20.6889 |  | 219.7578
Frank Knutson | Gas CT | Tri-State G & T Assn | Tri-State G&T | CO | West | surplus | 154.2 | 1.496% | 13175.4542 | 10.1049 |  | 29.13% | 3854.9788 | 8.4975 | 13.12 | 68 | 149.1736
Trinidad (TX) | Gas ST | Luminant Generation Company | Vistra | TX | ERCOT | 0 | 239.3 | 0.008462% | 120.6687 | 23.2394 |  | 32.3% | 44.6719 | 20.8123 | 22.3477 |  |  | 215.9614
Goldendale Generating Station | Gas CC | Puget Sound Energy | Puget Energy | WA | West | surplus | 302.8 | 62.29% | 607163.0702 | 79.6708 |  | 66.06% | 410000.4473 | 63.4536 | 10.1284 |  |  | 215.7418
Magnet Cove | Gas CC | Arkansas Electric Coop | Arkansas Electric Coop. | AR | MISO | surplus | 746 | 72.15% | 1756848.5103 | 271.8584 |  | 54% | 1044040.4749 | 184.1975 | 20.2586 |  |  | 215.2765
Cholla | Coal | Arizona Public Service Co | Pinnacle West Capital | AZ | West | surplus | 1128.8 | 7.135% | 765211.6608 | 103.9608 |  | 9.854% | 408687.2064 | 83.9973 | 19.6211 |  |  | 212.8996
Morris Cogeneration LLC | Gas CC | Morris Cogeneration | Atlantic Powerration | IL | PJM | surplus | 218.8 | 3.196% | 35232.397 | 25.5442 |  | 30.62% | 14189.3714 | 20.9762 | 19.066 |  | 131.1308 | 81.1303
Scattergood | Gas CT | Los Angeles Department of Water & Power | City of Los Angeles | CA | West | surplus | 213.8 | 1.371% | 13331.9758 | 15.4154 |  | 31.69% | 11019.2439 | 14.4537 | 18.4203 |  | 210.7773
Hutchinson Energy Center | Gas CT | Evergy Kansas Central | Evergy | KS | SPP | surplus | 213 | 0.2716% | 5366.916 | 11.1339 |  | 24.77% | 0 | 5.6377 | 11.4387 |  | 206.4377
Sayreville | Gas CT | Sayreville Power | Sayreville Power | NJ | PJM | surplus | 212 | 0.07542% | 593.2824 | 10.8248 |  | 23.37% | 281.1487 | 10.0688 | 17.0115 |  | 205.9239
Yucca | Gas CT | Arizona Public Service Co | Pinnacle West Capital | AZ | West | surplus | 240.6 | 3.363% | 46023.7594 | 20.6007 |  | 19.2% | 44990.3063 | 19.6887 | 21.5638 | 86 | 118.6147
Louisiana 1 | Other Fossil | Entergy Louisiana | Entergy | LA | MISO | surplus | 148.5 | 0.2802% | 2348.4207 | 11.4135 |  | 25% | 1263.0916 | 10.273 | 20.5068 | 59 | 145.4608
Frontier | Gas CC | Oklahoma Gas & Electric Co | OGE Energy | OK | SPP | surplus | 131.4 | 53.97% | 256008.8882 | 57.375 |  | 40.46% | 81701.2044 | 25.2061 | 19.5307 | 75 | 128.101
Valmont Combustion Turbine Project | Gas CT | Public Service Co of Colorado | Xcel Energy | CO | West | surplus | 142.2 | 0.2065% | 1827.6721 | 7.9533 |  | 29.48% | 600.301 | 6.6785 | 15.1837 | 64 | 138.2336
Wallingford Energy | Gas CT | Wallingford Energy | LS Power | CT | ISONE | surplus | 350 | 0.1662% | 2829.0616 | 19.9518 |  | 12% | 1053.9417 | 19.1296 | 11.5819 |  | 202.057
Sutter Energy Center | Gas CC | CalpineSutter | Energy Capital Partners | CA | West | surplus | 636 | 41.56% | 933831.9507 | 196.5396 |  | 30.31% | 513340.2179 | 149.2377 | 14.3341 |  | 6.7337 | 191.7436
Dallman | Coal | City of Springfield - (IL) | City of Springfield - (IL) | IL | MISO | replacement, surplus | 617.8 | 17.81% | 1012496.6068 | 76.5154 |  | 24.25% | 695682.8296 | 70.3614 | 20.0893 |  |  | 197.8796
Dave Gates Generating Station | Gas CT | NorthWestern Energy (MT wind/thermal) | NorthWestern | MT | West | surplus | 203.1 | 17.12% | 205924.2466 | 20.4359 |  | 35.54% | 143492.3421 | 17.0772 | 10.0229 |  | 196.278
Sabine River Operations | Gas CC | The Dow Chemical Company | Performance Materials NA | TX | MISO | surplus | 607.3 | 15.18% | 350717.2948 | 117.7902 |  | 15.83% | 227490.8381 | 98.0134 | 21.5716 | 51 | 142.4131
Terry Bundy Generating Station | Gas CC | Lincoln Electric System | City of Lincoln - (NE) | NE | SPP | surplus | 149.2 | 4.952% | 28950.8673 | 23.9427 |  | 29.3% | 5382.8271 | 16.9071 | 16.8352 | 45 | 145.8653
Sherwood H Smith Jr Energy Complex | Gas CT | Duke Energy Progress - (NC) | Duke Energy | NC | Southeast | surplus | 997 | 17.44% | 787618.1528 | 193.9921 |  | 56.16% | 2353953.7985 | 387.8614 | 7.7035 |  | 190.067
Plaquemine Cogeneration Plant | Gas CC | Dow Chemical Co | Dow | LA | MISO | surplus | 1084.8 | 14.99% | 791228.2921 | 163.9193 |  | 10.72% | 315374.3783 | 118.4972 | 14.4167 |  | 189.8278
Grand Tower Energy Center LLC | Gas CC | Mainline Generation | Rockland Capital | IL | MISO | surplus | 640.9 | 40.59% | 930896.1881 | 167.3514 |  | 29.66% | 508545.1714 | 110.5436 | 14.1929 |  | 189.4547
Lee Combined Cycle Plant | Gas CC | Duke Energy Progress - (NC) | Duke Energy | NC | Southeast | surplus | 1068 | 49.04% | 1786911.6984 | 442.8464 |  | 28.83% | 920380.75 | 318.3243 | 6.9545 |  | 189.1119
Horseshoe Lake | Gas CT | Oklahoma Gas & Electric Co | OGE Energy | OK | SPP | surplus | 148 | 6.589% | 47829.4945 | 17.9329 |  | 20.39% | 15549.3718 | 11.067 | 17.752 | 70 | 118.279
Wabash Valley Power IGCC | Gas CT | Wabash Valley Power Assn | Wabash Valley Power Assn | IN | MISO | surplus | 192 | 2.811% | 29045.6213 | 16.4574 |  | 38.77% | 7425.4273 | 10.6896 | 20.5261 |  |  | 187.675
Wheaton | Gas CT | Northern States Power Co - Minnesota | Xcel Energy | WI | MISO | replacement | 194 | 0% | 0 | 0.57932 |  | 23.57% | 0 | 0.57932 | 14.8502 |  | 186.3806
Magnolia Power Project | Gas CC | Southern California P P A | Southern California P P A | CA | West | surplus | 387.6 | 48% | 640099.9876 | 149.024 |  | 52.43% | 494508.7101 | 125.4148 | 13.9904 |  | 186.102
Elk River | Gas CT | Great River Energy | Great River Energy | MN | MISO | surplus | 191.3 | 1.74% | 18416.2988 | 15.0116 |  | 24.29% | 4408.9863 | 10.2872 | 13.8111 |  | 185.4099
McPherson 2 | Gas CT | City of McPherson - (KS) | City of McPherson - (KS) | KS | SPP | surplus | 143.6 | 0.005704% | 75.9788 | 7.1362 |  | 30.45% | 0 | 7.0595 | 16.1386 | 44 | 141.0118
Quindaro | Other Fossil | City of Kansas City - (KS) | City of Kansas City - (KS) | KS | SPP | surplus | 143.6 | 0.1992% | 3765.8701 | 6.2231 |  | 28.01% | 2566.4486 | 5.916 | 15.0905 | 44 | 140.9374
Garden City | Gas CT | Sunflower Electric Power | Sunflower Electric Power | KS | SPP | surplus | 158.4 | 0.09207% | 1219.7478 | 8.5264 |  | 29.51% | 1219.7478 | 8.3255 | 12.2968 | 44 | 140.1523
Marshalltown | Gas CT | Interstate Power and Light Co | Alliant Energy | IA | MISO | surplus | 189 | 51.72% | 362693.8576 | 46.6403 |  | 45.59% | 148273.5296 | 25.802 | 11.4284 |  | 183.5831
Bucksport Generation LLC | Gas CT | Bucksport Generation | Bucksport Generation | ME | ISONE | surplus | 186.8 | 2.969% | 23662.4311 | 14.2825 |  | 21.15% | 16439.4993 | 12.8461 | 10.4808 |  | 178.9088
Delaware City Plant | Gas CT | Delaware City Refining Company | Delaware City Refining Company | DE | PJM | surplus | 184 | 0.02483% | 169.5032 | 18.2452 |  | 24.25% | 44.1381 | 16.6671 | 13.6336 |  | 178.7264
New Haven Harbor | Other Fossil | Generation Bridge II New Haven | Generation Bridge II New Haven | CT | ISONE | surplus | 181.5 | 0% | 0 | 8.6212 |  | 19.82% | 0 | 8.2757 | 7.6052 |  | 172.3709
Jonesboro City Water & Light Plant | Gas CT | City Water and Light Plant | City Water and Light Plant | AR | MISO | surplus | 224.3 | 3.022% | 36550.88 | 15.8821 |  | 21.47% | 14220.2217 | 13.3816 | 11.179 |  | 172.1456
Stryker Creek | Gas ST | Luminant Generation Company | Vistra | TX | ERCOT | 0 | 703.4 | 0.01319% | 572.0131 | 42.0669 |  | 6.273% | 253.7471 | 41.4085 | 11.0866 |  | 171.5468
A B Brown | Gas CT | Southern Indiana Gas & Elec Co | CenterPoint Energy | IN | MISO | surplus | 673 | 0.0009635% | 40.9798 | 10.959 |  | 6.375% | 20.4756 | 10.7606 | 10.222 |  | 170.995
Hardin County Peaking Facility | Gas CT | Entergy Texas | Entergy | TX | MISO | surplus | 173 | 0.04698% | 448.0526 | 10.5357 |  | 29.52% | 203.2128 | 8.7064 | 17.991 |  |  | 168.1255
South Fond Du Lac | Gas CT | Wisconsin Power & Light Co | Alliant Energy | WI | MISO | surplus | 381.6 | 9.107% | 192129.9133 | 53.1395 |  | 22.14% | 78043.4791 | 31.0783 | 12.3508 |  |  | 168.1255
Camden Plant Holdings LLC | Gas CC | Camden Plant Holdings | Camden Plant Holdings | NJ | PJM | surplus | 172.9 | 16.3% | 114467.0954 | 31.1504 |  | 31.53% | 51316.1211 | 22.4342 | 13.6102 |  | 168.0803
Butler-Warner Generation Plant | Gas CC | Fayetteville Public Works Commission | Fayetteville Public Works Commission | NC | Southeast | surplus | 245.8 | 30.67% | 229653.22 | 60.8429 |  | 35.39% | 151763.4286 | 50.7753 | 8.5663 |  | 166.1893
Hazelton | Gas CT | Hazleton Generation | Starwood Energy | PA | PJM | surplus | 171.5 | 0.1152% | 1137.9833 | 9.2755 |  | 23.35% | 182.0658 | 8.5945 | 13.8811 |  | 166.099
San Jacinto County Peaking Facility | Gas CT | East Texas Electric Coop | East Texas Electric Coop | TX | MISO | surplus | 170 | 4.269% | 42180.0152 | 12.533 |  | 27.7% | 11491.6451 | 9.7112 | 8.6387 |  | 165.4909
Southwestern | Gas CT | Public Service Co of Oklahoma | American Electric Power Co. | OK | SPP | surplus | 173 | 0.5702% | 5786.6537 | 10.4103 |  | 45.01% | 462.8676 | 8.7007 | 14.708 |  |  | 164.9874
Anderson | Gas CT | Indiana Municipal Power Agency | Indiana Municipal Power Agency | IN | PJM | surplus | 168.7 | 0.009036% | 94.2639 | 8.833 |  | 32.99% | 37.3644 | 8.7368 | 17.881 |  | 80.8078 | 84.0628
NRG Rockford II Energy Center | Gas CT | Rockford Generation | LS Power | IL | PJM | surplus | 168 | 1.335% | 10763.6069 | 10.8338 |  | 39.96% | 2702.1405 | 9.1039 | 18.1151 |  |  | 164.2156
Bennett Mountain | Gas CT | Idaho Power Co | IDACORP | ID | West | surplus | 172.8 | 0.911% | 7907.6159 | 11.4413 |  | 28.86% | 3683.9891 | 9.3933 | 14.493 |  |  | 164.1721
Cambridge CT Hybrid | Gas CT | Great River Energy | Great River Energy | MN | MISO | surplus | 169.2 | 0.9305% | 9085.7659 | 11.7485 |  | 23.96% | 2035.3409 | 8.8143 | 12.2242 |  | 164.0537
Eastman Cogeneration Facility | Gas CC | Eastman Cogeneration | Eastman Chemical | TX | SPP | surplus | 467.7 | 5.104% | 111290.0741 | 67.7231 |  | 8.441% | 25520.6776 | 49.3108 | 11.9865 | 39 | 124.6049
Suwannee River | Gas CT | Duke Energy Florida | Duke Energy | FL | Southeast | surplus | 131.8 | 0.01005% | 87.6266 | 6.2971 |  | 25.28% | 46.7896 | 5.6865 | 16.7606 | 32 | 130.2825
C W Burdick | Gas CT | City of Grand Island - (NE) | City of Grand Island - (NE) | NE | SPP | surplus | 142.8 | 0.03565% | 504.8953 | 8.012 |  | 26.6% | 407.2888 | 7.9227 | 14.0547 | 38 | 124.2481
Columbia Energy Center | Gas CT | City of Columbia - (MO) | City of Columbia - (MO) | MO | MISO | surplus | 162.8 | 2.453% | 23187.8792 | 11.337 |  | 27.7% | 6309.8989 | 9.1795 | 15.457 |  | 161.6345
Arsenal Hill | Gas ST | Southwestern Electric Power Co | American Electric Power Co. | LA | SPP | replacement | 125 | 0% | 0 | 0.55714 |  | 28.75% | 0 | -0.87698 | 9.1735 | 38 | 122.7699
C D McIntosh Jr | Gas CT | City of Lakeland - (FL) | City of Lakeland - (FL) | FL | Southeast | surplus | 156.6 | 7.33% | 67202.7182 | 22.5444 |  | 25.98% | 18423.0059 | 13.8151 | 16.1685 | 32 | 128.3085
Vienna Operations | Other Fossil | Vienna Power | NRG Energy | MD | PJM | surplus | 180.6 | 0.02818% | 593.1885 | 11.3752 |  | 24.63% | 593.1885 | 10.797 | 18.2562 |  | 159.6633
W H Weatherspoon | Other Fossil | Duke Energy Progress - (NC) | Duke Energy | NC | Southeast | surplus | 163 | 0% | 0 | 15.0434 |  | 21.85% | 0 | 13.3067 | 11.1996 |  | 158.7764
Gilbert | Gas CT | Gilbert Power | Gilbert Power | NJ | PJM | surplus | 257 | 0.04522% | 830.5267 | 10.774 |  | 16.32% | 213.0058 | 9.7359 | 15.5524 |  | 158.6593
Hawthorn | Gas CT | Evergy Metro | Evergy | MO | SPP | surplus | 164.4 | 1.198% | 11768.2286 | 6.7686 |  | 21.81% | 458.5526 | 4.9627 | 7.5343 |  | 157.84
State Line Combined Cycle | Gas CT | Empire District Electric Co | Algonquin Power & Utilities | MO | SPP | surplus | 123 | 0.4476% | 3138.9922 | 7.0169 |  | 27.3% | 90.6305 | 5.6317 | 9.5503 | 37 | 120.7303
Perryman | Other Fossil | Constellation Power Source Gen | Constellation Energy | MD | PJM | surplus | 212.4 | 0% | 0 | 8.4965 |  | 20.45% | 0 | 7.827 | 15.3106 |  | 156.7066
G G Allen | Coal | 0 | 0 | NC | Southeast | replacement | 1148.4 | 0% | 0 | 0 |  | 2.733% | 0 | 0 | 10.3505 |  | 155.683
French Island | Other Fossil | Northern States Power Co - Minnesota | Xcel Energy | WI | MISO | replacement | 157.6 | 0% | 0 | 4.4921 |  | 26.45% | 0 | 4.7408 | 10.2593 |  | 155.6535
Androscoggin Energy Center | Gas CT | Pixelle Androscoggin | Pixelle Androscoggin | ME | ISONE | surplus | 163.5 | 6.118% | 37115.9842 | 24.1659 |  | 22.88% | 23503.3176 | 21.0785 | 9.0274 |  | 154.9905
Portland (PA) | Other Fossil | Portland Power | Portland Power | PA | PJM | surplus | 366 | 0.02324% | 1907.1026 | 9.4303 |  | 11.13% | 1907.1026 | 8.8909 | 14.3686 |  | 153.7319
Mulberry Cogeneration Facility | Gas CC | Polk Power Partners | Polk Power Partners | FL | Southeast | surplus | 125.3 | 44.73% | 226159.686 | 47.3443 |  | 45.54% | 114634.1678 | 31.5594 | 13.1863 | 31 | 121.7889
Thomas Hill | Coal | Associated Electric Coop | Associated Electric Coop. | MO | Southeast | surplus | 1181.7 | 61.96% | 6063332.0098 | 414.7837 |  | 45.28% | 3963124.1754 | 394.5859 | 14.223 |  |  | 151.9945
Spindle Hill Energy Center | Gas CT | Invenergy Services | Invenergy | CO | West | surplus | 420 | 4.931% | 108078.0692 | 42.0086 |  | 8.678% | 37323.8727 | 30.5726 | 9.9831 | 48 | 103.249
Hagood | Gas CT | Dominion Energy South Carolina | Dominion Energy | SC | Southeast | surplus | 177.3 | 0.5804% | 5930.2454 | 8.2251 |  | 19.3% | 5741.633 | 7.6091 | 15.1377 | 30 | 120.3603
Hamilton Liberty | Gas CC | Hamilton Liberty O&M | Hamilton Liberty O&M | PA | PJM | surplus | 870 | 94.01% | 2524422.3415 | 360.5066 |  | 75.39% | 1822788.3456 | 277.1478 | 14.2763 |  |  | 148.576
Yucca | Gas ST | Imperial Irrigation District | Imperial Irrigation District | AZ | West | surplus | 86.7 | 0.8604% | 3786.5629 | 8.2935 |  | 32.29% | 2383.4748 | 7.9559 | 15.878 | 62 | 85.9957
Arvah B Hopkins | Gas CT | City of Tallahassee - (FL) | City of Tallahassee - (FL) | FL | Southeast | surplus | 164.3 | 1.972% | 14915.5773 | 10.4408 |  | 17.78% | 4604.0494 | 8.5871 | 14.2818 | 30 | 117.8591
Santan | Gas CC | Salt River Project | Salt River Project | AZ | West | surplus | 1326 | 36.94% | 1734544.3605 | 354.6935 |  | 29.61% | 1269690.9301 | 301.1331 | 13.5241 | 30 | 117.1753
Maddox | Gas ST | Southwestern Public Service Co | Xcel Energy | NM | SPP | replacement | 113.6 | 0.002777% | 16.2666 | 1.5354 |  | 34.51% | 0 | 1.0792 | 7.3846 | 34 | 112.252
Marion | Gas CT | Southern Illinois Power Coop | Southern Illinois Power Coop. | IL | MISO | surplus | 150 | 1.593% | 14774.5807 | 9.7814 |  | 24.99% | 5198.3483 | 8.299 | 9.0391 |  | 145.7344
Fort Dodge | Gas ST | Sunflower Electric Power | Sunflower Electric Power | KS | SPP | surplus | 149 | 0% | 0 | 8.2891 |  | 43.92% | 0 | 8.0659 | 14.5367 |  |  | 143.4888
Lake Road (MO) | Gas ST | Evergy Missouri West | Evergy | MO | SPP | replacement, surplus | 150.5 | 0.05768% | 805.214 | 8.3679 |  | 30.7% | 117.1533 | 7.4689 | 9.4154 |  | 58.0188 | 85.4074
Gibson | Coal | Duke Energy Indiana | Duke Energy | IN | MISO | surplus | 3339.5 | 20.48% | 6218820.1805 | 906.2672 |  | 10.06% | 2601623.6771 | 704.4833 | 20.1898 |  |  | 140.5232
John Twitty Energy Center | Gas CT | City Utilities of Springfield - (MO) | City Utilities of Springfield - (MO) | MO | SPP | surplus | 109 | 2.028% | 16055.6788 | 10.9846 |  | 28.35% | 7799.8767 | 8.1258 | 11.2285 | 33 | 106.9887
Ratcliffe | Gas CC | Mississippi Power Co | Southern Co. | MS | Southeast | surplus | 840 | 72.31% | 2058579.4339 | 310.2257 |  | 56.61% | 1491400.344 | 272.1836 | 7.3831 |  | 138.5943
Delray | Gas CT | DTE Electric Company | DTE Energy | MI | MISO | surplus | 142.2 | 0.5164% | 4349.5252 | 9.5154 |  | 23.23% | 767.5024 | 8.9052 | 8.8063 |  | 137.844
Larsen Memorial | Gas CC | City of Lakeland - (FL) | City of Lakeland - (FL) | FL | Southeast | surplus | 111.2 | 12.73% | 72332.5494 | 26.5798 |  | 32.48% | 21241.3236 | 15.8084 | 13.9116 | 28 | 109.5557
Texas City Power Plant | Gas CC | Texas City Cogeneration | Energy Capital Partners | TX | ERCOT | 0 | 450 | 0.1653% | 3870.2415 | 41.1528 |  | 7.857% | 1924.3025 | 39.7185 | 8.834 |  | 136.656
P L Bartow | Other Fossil | Duke Energy Florida | Duke Energy | FL | Southeast | surplus | 605.1 | 0.0004829% | 30.4043 | 4.28 |  | 4.832% | 19.2159 | 3.956 | 13.4173 | 28 | 108.6503
P L Bartow | Gas CT | Duke Energy Florida | Duke Energy | FL | Southeast | surplus | 110.8 | 0% | 0 | 4.2741 |  | 26.4% | 2.2397 | 3.9532 | 13.4173 | 28 | 108.6503
Interstate | Other Fossil | City of Springfield - (IL) | City of Springfield - (IL) | IL | MISO | surplus | 138.6 | 0% | 0 | 7.0747 |  | 38.36% | 0 | 7.0079 | 14.8517 |  |  | 135.8689
Nearman Creek | Gas CT | City of Kansas City - (KS) | City of Kansas City - (KS) | KS | SPP | surplus | 104 | 1.178% | 8849.5959 | 8.2084 |  | 28.59% | 5119.2141 | 7.0735 | 11.5766 | 32 | 102.4763
Saguaro | Gas CT | Arizona Public Service Co | Pinnacle West Capital | AZ | West | surplus | 184.5 | 1.984% | 23052.3352 | 14.7425 |  | 15.25% | 22981.6675 | 14.17 | 14.1238 | 56 | 77.0996
Exelon Medway LLC | Other Fossil | Exelon Power | Constellation Energy | MA | ISONE | surplus | 135 | 0% | 0 | 5.2401 |  | 24.87% | 0 | 4.939 | 13.4483 |  | 133.0373
Parlin Power Plant | Gas CC | EFS Parlin Holdings | EFS Parlin Holdings | NJ | PJM | surplus | 135 | 14.19% | 89615.6514 | 22.6975 |  | 29.76% | 40546.6692 | 16.3534 | 10.9626 |  | 132.1021
Grays Ferry Cogeneration | Gas CT | Grays Ferry Cogen Partnership | Veolia Energy | PA | PJM | surplus | 135 | 21.65% | 108431.9661 | 25.6135 |  | 34.68% | 54308.8488 | 19.8822 | 10.7201 |  | 131.1308
Alsey | Gas CT | Prairie Power | Prairie Power | IL | MISO | surplus | 173 | 2.504% | 23353.1661 | 13.1945 |  | 21.71% | 8244.0654 | 10.3468 | 11.948 |  | 131.0816
Northampton Generating Company LP | Coal | EIF Northampton GP | Ares Management | PA | PJM | surplus | 134.1 | 9.349% | 132263.9815 | 30.7358 |  | 37.7% | 56445.9337 | 24.4076 | 13.0337 |  | 37.8822 | 92.86
Richmond Generating Station | Other Fossil | Exelon Power | Constellation Energy | PA | PJM | surplus | 131.6 | 0% | 0 | 5.1088 |  | 26.56% | 0 | 4.8152 | 13.0519 |  | 130.0809
Tinker | Gas CT | Oklahoma Gas & Electric Co | OGE Energy | OK | SPP | surplus | 82 | 0.01539% | 80.0273 | 2.9176 |  | 23.77% | 356.4634 | 2.9373 | 13.2503 | 48 | 80.5371
West Lorain | Other Fossil | Vermillion Power | Starwood Energy | OH | PJM | surplus | 130.6 | 0% | 0 | 7.0759 |  | 25.37% | 0 | 6.543 | 12.8774 |  | 128.11
FirstEnergy Fort Martin Power Station | Coal | Monongahela Power Co | FirstEnergy | WV | PJM | surplus | 1152 | 30.22% | 3059313.2046 | 322.7416 |  | 22.38% | 1857649.9856 | 289.1293 | 10.3078 |  |  | 125.1167
Urquhart | Gas ST | Dominion Energy South Carolina | Dominion Energy | SC | Southeast | surplus | 100 | 0.7547% | 4169.9732 | 16.565 |  | 28.07% | 2753.6844 | 13.1778 | 11.8918 | 25 | 98.656
Fort Myers | Other Fossil | Florida Power & Light Co | NextEra Energy | FL | Southeast | surplus | 744 | 0% | 0 | 9.009 |  | 4.71% | 0 | 8.3812 | 8.6771 |  | 122.4785
James River Power Station | Gas CT | City Utilities of Springfield - (MO) | City Utilities of Springfield - (MO) | MO | SPP | surplus | 197.5 | 2.816% | 35114.5752 | 19.5343 |  | 13.33% | 15170.9563 | 14.3338 | 8.0546 | 29 | 93.27
Handley | Gas ST | Exelon Power | Constellation Energy | TX | ERCOT | 0 | 1433.3 | 6.07e-05% | 5.6685 | 122.3887 |  | 3.588% | 0 | 122.376 | 13.2854 |  |  | 122.1842
Essex | Gas CT | Associated Electric Coop | Associated Electric Coop. | MO | Southeast | surplus | 121.2 | 0.04095% | 265.8711 | 6.2588 |  | 25.83% | 37.8443 | 6.1424 | 8.517 |  | 118.7672
Deerhaven Generating Station | Gas CT | Gainesville Regional Utilities | Gainesville Regional Utilities | FL | Southeast | surplus | 145.3 | 0.142% | 1483.5545 | 7.2268 |  | 16.87% | 1457.2561 | 7.159 | 12.7652 | 24 | 94.7509
Friendswood Energy | Gas CT | Tejas Power Generation | Tejas Power Generation | TX | ERCOT | 0 | 121.5 | 0.003192% | 25.5098 | 6.6935 |  | 24.91% | 17.9909 | 6.3194 | 7.598 |  | 118.2413
McPherson 3 | Gas CT | City of McPherson - (KS) | City of McPherson - (KS) | KS | SPP | surplus | 115.6 | 0.01569% | 155.4329 | 5.8926 |  | 44.29% | 0 | 5.7952 | 14.0106 | 3 | 8.8749 | 103.8102
Colver Green Energy | Coal | Inter-Power/AhlCon Partners | Inter-Power/AhlCon Partners | PA | PJM | surplus | 118 | 17.48% | 198557.4701 | 30.7624 |  | 48.25% | 75008.4076 | 22.9922 | 11.4575 |  |  | 115.3419
Milford Power LP | Gas CC | Starwood Energy Group Global | Starwood Energy Group Global | MA | ISONE | surplus | 249.3 | 4.442% | 39975.1589 | 30.5561 |  | 11.76% | 20597.3111 | 26.8106 | 6.6237 |  | 114.9139
L V Sutton Combined Cycle | Gas CT | Duke Energy Progress - (NC) | Duke Energy | NC | Southeast | surplus | 121 | 1.429% | 7864.3433 | 15.6461 |  | 19.26% | 1124.5022 | 12.8857 | 4.2145 |  | 114.6133
Procter & Gamble Mehoopany Mill | Gas CT | Procter & Gamble Ppr Prdts Co | Procter & Gamble | PA | PJM | surplus | 117.6 | 11.14% | 48605.2041 | 17.0574 |  | 26.78% | 21123.7943 | 12.61 | 9.5728 |  | 114.5464
Allegheny Energy Units 3 4 & 5 | Gas CC | Springdale Energy | LS Power | PA | PJM | surplus | 556 | 86.28% | 1565418.675 | 215.3912 |  | 64.5% | 1085407.0741 | 166.8102 | 9.572 |  | 114.5464
Lake Hubbard | Gas ST | Luminant Generation Company | Vistra | TX | ERCOT | 0 | 927.5 | 0.02989% | 1523.6902 | 90.259 |  | 4.074% | 584.0987 | 87.5719 | 10.9922 |  |  | 113.8766
Cannon Falls Energy Center | Gas CT | Invenergy Services | Invenergy | MN | MISO | surplus | 346.8 | 3.739% | 66113.8924 | 33.1339 |  | 15.56% | 18666.6195 | 21.3109 | 12.0903 |  |  | 113.387
Fredonia | Gas CT | Puget Sound Energy | Puget Energy | WA | West | surplus | 376 | 4.461% | 95389.8506 | 22.7454 |  | 10.34% | 92668.6524 | 22.4914 | 8.6524 |  | 113.2917
Cleary Flood Hybrid | Gas CC | City of Taunton | City of Taunton | MA | ISONE | surplus | 118 | 0.2377% | 1328.8114 | 10.5405 |  | 20.13% | 662.3812 | 10.2526 | 5.6611 |  | 112.9987
Syl Laskin | Gas ST | ALLETE | Allete | MN | MISO | surplus | 116 | 0.001557% | 12.5849 | 11.0313 |  | 23.28% | 0.62665 | 10.1191 | 7.9566 |  | 112.6049
Klamath Expansion Project | Gas CT | Avangrid Renewables | Avangrid | OR | West | surplus | 117.6 | 0.1148% | 733.0954 | 6.7446 |  | 26.66% | 454.091 | 6.2888 | 7.2786 |  | 112.4262
Sherman Avenue | Gas CT | Calpine New Jersey Generation | Energy Capital Partners | NJ | PJM | surplus | 112.8 | 0.5826% | 4144.9973 | 6.8099 |  | 27.05% | 1292.4241 | 5.9659 | 10.0976 |  | 111.3701
Potter Station 2 | Gas CT | Town of Braintree - (MA) | Town of Braintree - (MA) | MA | ISONE | surplus | 116 | 0.1131% | 596.5194 | 6.0326 |  | 19.83% | 224.8177 | 5.8402 | 6.2637 |  | 111.0835
Cos Cob | Other Fossil | Connecticut Jet Power | NRG Energy | CT | ISONE | surplus | 115 | 0% | 0 | 4.3715 |  | 21.15% | 0 | 4.1695 | 7.3344 |  | 111.0726
Los Esteros Critical Energy Center | Gas CC | Los Esteros Critical Energy Facility | Energy Capital Partners | CA | CAISO | surplus | 306.1 | 4.016% | 43947.1353 | 40.2611 |  | 15.45% | 35835.7161 | 38.0645 | 10.719 |  |  | 111.0297
Waukegan | Other Fossil | Midwest Generations EME | NRG Energy | IL | PJM | surplus | 112 | 0% | 0 | 4.3635 |  | 25.34% | 0 | 4.1055 | 10.401 |  | 110.3717
Cayuga | Gas CT | Duke Energy Indiana | Duke Energy | IN | MISO | surplus | 112.5 | 0.0472% | 348.8242 | 6.6104 |  | 40.87% | 86.5186 | 5.9782 | 8.2849 |  |  | 109.4771
Tracy Combined Cycle Power Plant | Gas CC | MRP San Joaquin Energy | MRP San Joaquin Energy | CA | CAISO | surplus | 336.1 | 8.129% | 95557.1734 | 49.1658 |  | 16.54% | 80344.3237 | 45.757 | 13.3877 |  |  | 108.1828
Ames Electric Services Power Plant | Gas ST | City of Ames - (IA) | City of Ames - (IA) | IA | MISO | surplus | 108.8 | 1.692% | 10673.2436 | 14.2261 |  | 27.73% | 3108.7999 | 13.0442 | 10.2582 |  | 107.4153
Mankato Energy Center | Gas CC | MEC Holdings | MEC Holdings | MN | MISO | surplus | 740.8 | 49.96% | 1278573.4491 | 228.2695 |  | 35.54% | 726231.2393 | 143.0393 | 10.9775 |  |  | 106.5447
Gilbert | Gas CC | Gilbert Power | Gilbert Power | NJ | PJM | surplus | 351 | 62.85% | 615139.0795 | 120.7641 |  | 55.95% | 468584.9294 | 96.4779 | 10.4327 |  | 106.4298
Hunterstown Power Plant | Gas CC | Kestrel Acquisition | Platinum Equity | PA | PJM | surplus | 898 | 85.54% | 2522980.1755 | 350.7372 |  | 62.54% | 1705024.1242 | 267.2329 | 12.0764 |  |  | 105.5672
W S Lee | Gas CT | Duke Energy Carolinas | Duke Energy | SC | Southeast | surplus | 213.3 | 0.1774% | 2217.0693 | 7.6989 |  | 11.6% | 417.1104 | 6.52 | 5.8034 |  | 104.6727
Spiritwood Station | Coal | Great River Energy | Great River Energy | ND | MISO | surplus | 106.2 | 0.8572% | 15337.7795 | 11.2073 |  | 43.63% | 3189.6092 | 9.99 | 12.7407 |  |  | 103.6122
Michigan City | Coal | Northern Indiana Pub Serv Co | NiSource | IN | MISO | replacement | 540 | 6.453% | 320709.6607 | 47.7189 |  | 12.63% | 285626.2431 | 47.667 | 15.3109 |  |  | 103.2415
Chillicothe | Gas CT | Chillicothe Municipal Utils | Chillicothe Municipal Utils | MO | SPP | surplus | 80 | 0.2569% | 1480.3416 | 4.4303 |  | 27.41% | 145.5485 | 4.0972 | 9.0133 | 24 | 78.8461
Ontelaunee Energy Center | Gas CC | Ontelaunee Power Operating Company | Vistra | PA | PJM | surplus | 728 | 87.15% | 2051655.737 | 270.7546 |  | 65.36% | 1416027.1528 | 214.5271 | 12.4116 |  |  | 102.6348
Walton Discover Power Facility | Gas CT | Walton Discover | Walton Discover | AL | Southeast | surplus | 103 | 0.001572% | 9.4424 | 5.7041 |  | 27.82% | 11.6618 | 5.2504 | 9.9825 |  | 102.6022
Dansby | Gas ST | City of Bryan - (TX) | City of Bryan - (TX) | TX | ERCOT | 0 | 105 | 0% | 0 | 5.8144 |  | 25.13% | 0 | 5.7185 | 5.9668 |  | 101.7651
Fairgrounds | Other Fossil | Union Electric Co - (MO) | Ameren | MO | MISO | surplus | 68.3 | 0.0003668% | 3.2985 | 4.2717 |  | 26.34% | 0 | 3.7016 | 11.5015 | 34 | 67.0192
Jack McDonough | Gas CT | Georgia Power Co | Southern Co. | GA | Southeast | surplus | 83.6 | 0.008008% | 24.8406 | 4.1454 |  | 18.93% | 5.0756 | 3.7295 | 4.6839 | 20 | 80.2293
Newgulf Cogen | Gas CT | Rockland Power Partners | Rockland Power Partners | TX | ERCOT | 0 | 101.9 | 0% | 0 | 5.6512 |  | 33.75% | 0 | 5.1948 | 12.5657 |  |  | 99.7023
Grayson | Gas ST | City of Glendale - (CA) | City of Glendale - (CA) | CA | West | surplus | 123 | 0.4934% | 4902.6238 | 11.831 |  | 27.12% | 4888.6591 | 11.7025 | 8.1915 |  | 98.8456
Sowega Power | Gas CT | Georgia Energy Cooperative | Georgia Energy Cooperative | GA | Southeast | surplus | 99.6 | 1.505% | 6922.5282 | 6.3459 |  | 29.49% | 3385.2902 | 5.8396 | 8.7483 |  | 98.6988
Dicks Creek | Gas CT | Luminant Dick's Creek | Vistra | OH | PJM | surplus | 159.1 | 0.07529% | 1147.9714 | 8.6624 |  | 16.25% | 1147.9714 | 8.2702 | 9.8586 |  | 98.5461
Chevron Oil | Gas CT | Mississippi Power Co | Southern Co. | MS | Southeast | surplus | 170.5 | 29.11% | 265289.4705 | 55.3076 |  | 42.91% | 263514.5415 | 52.8498 | 5.1935 |  | 97.8883
Sugar Creek Power | Gas CC | Northern Indiana Pub Serv Co | NiSource | IN | MISO | surplus | 619.4 | 91.39% | 1851313.6051 | 258.5985 |  | 72.5% | 1346594.3508 | 204.1927 | 9.7846 |  |  | 97.5059
T J Labbe Electric Generating | Gas CT | Lafayette Utilities System | Lafayette Utilities System | LA | MISO | surplus | 100.8 | 0.1379% | 869.9346 | 5.2797 |  | 26.44% | 105.9948 | 5.0908 | 6.2433 |  | 97.3476
Hargis-Hebert Electric Generating | Gas CT | Lafayette Utilities System | Lafayette Utilities System | LA | MISO | surplus | 100.8 | 0.452% | 2731.1991 | 5.5302 |  | 26.5% | 432.0687 | 5.1486 | 6.2433 |  | 97.3476
Noblesville | Gas CC | Duke Energy Indiana | Duke Energy | IN | MISO | surplus | 283 | 52.52% | 485882.5838 | 84.3436 |  | 42.97% | 319634.8677 | 60.2699 | 6.9589 |  | 97.1339
Blount Street | Gas ST | Madison Gas & Electric Co | MGE Energy | WI | MISO | surplus | 100 | 0.00126% | 9.6943 | 10.0687 |  | 23.73% | 0 | 9.0592 | 6.7376 |  | 97.1339
Robert A Reid | Gas CT | Big Rivers Electric | Big Rivers Electric | KY | MISO | surplus | 98.8 | 0.06051% | 554.5553 | 5.1443 |  | 34.42% | 167.0123 | 5.0172 | 7.4816 |  |  | 96.7699
Potter Station 2 | Gas CC | Town of Braintree - (MA) | Town of Braintree - (MA) | MA | ISONE | surplus | 101 | 0.2764% | 1442.8331 | 7.9447 |  | 19.96% | 887.3047 | 7.7168 | 5.4476 |  | 96.7192
Sterlington | Gas CT | Entergy Louisiana | Entergy | LA | MISO | surplus | 59.3 | 0% | 0 | 3.5155 |  | 24.88% | 0 | 2.8281 | 11.2609 | 38 | 58.207
Osawatomie | Gas CT | Evergy Metro | Evergy | KS | SPP | surplus | 102 | 0.5343% | 3391.1576 | 3.8145 |  | 34.19% | 228.7678 | 3.0342 | 3.287 |  |  | 96.0946
Schiller | Coal | Granite Shore Power | Granite Shore Power | NH | ISONE | surplus | 100 | 6.185% | 86047.2722 | 16.1187 |  | 24.6% | 71063.6656 | 15.0777 | 5.5455 |  | 95.7616
General Electric Plastic | Gas CC | Alabama Power Co | Southern Co. | AL | Southeast | surplus | 97 | 20.12% | 101756.7049 | 21.597 |  | 37.03% | 39203.0514 | 13.7449 | 9.2755 |  | 95.6963
AMEA Peaking | Gas CT | Alabama Municipal Elec Authority | Alabama Municipal Elec Authority | AL | Southeast | surplus | 98.6 | 1.576% | 7349.4885 | 6.5349 |  | 24.56% | 3504.0182 | 5.9049 | 6.3494 |  | 94.9807
Dansby | Gas CT | City of Bryan - (TX) | City of Bryan - (TX) | TX | ERCOT | 0 | 98.2 | 0.008966% | 41.4522 | 5.0407 |  | 25.14% | 25.7708 | 4.9419 | 5.5654 |  | 94.9807
Walnut Creek Energy Park | Gas CT | Walnut Creek | NRG Energy | CA | CAISO | surplus | 500 | 0.08888% | 2051.8299 | 28.3094 |  | 5.463% | 1238.3936 | 27.7963 | 9.931 |  |  | 94.8972
Sentinel Energy Center, LLC | Gas CT | Diamond Generatingration | Mitsubishi | CA | CAISO | surplus | 800 | 0.1504% | 5552.1197 | 45.9223 |  | 3.613% | 3482.3788 | 45.1027 | 9.905 |  |  | 94.8972
Meramec | Other Fossil | Union Electric Co - (MO) | Ameren | MO | MISO | surplus | 62 | 0% | 0 | 2.0818 |  | 26.2% | 0 | 1.9408 | 10.518 | 31 | 61.101
McPherson 2 | Other Fossil | City of McPherson - (KS) | City of McPherson - (KS) | KS | SPP | surplus | 71.2 | 0.2164% | 2028.8417 | 3.8453 |  | 30.59% | 1339.7529 | 3.688 | 8.0254 | 22 | 70.0128
Whitewater Valley | Coal | City of Richmond - (IN) | City of Richmond - (IN) | IN | PJM | surplus | 93.9 | 0.9262% | 10171.8846 | 11.1007 |  | 23.39% | 4199.9494 | 10.2908 | 6.7939 |  | 91.3059
Moreau | Other Fossil | Union Electric Co - (MO) | Ameren | MO | MISO | surplus | 60.8 | 0.009596% | 62.3291 | 1.9265 |  | 26.09% | 0 | 1.8079 | 10.4453 | 31 | 60.1201
Mexico | Other Fossil | Union Electric Co - (MO) | Ameren | MO | MISO | surplus | 60.7 | 0.005463% | 43.6558 | 1.9099 |  | 25.88% | 0 | 1.7977 | 10.4896 | 31 | 60.1201
Hermiston Power Partnership | Gas CC | Hermiston Power Partnership | Energy Capital Partners | OR | West | surplus | 689.4 | 39.77% | 915530.0986 | 186.3375 |  | 34.13% | 688466.9957 | 164.1804 | 5.0667 |  |  | 89.4999
Moberly | Other Fossil | Union Electric Co - (MO) | Ameren | MO | MISO | surplus | 60.6 | 0.03904% | 213.5774 | 1.9427 |  | 25.19% | 10.2144 | 1.8027 | 8.8122 | 29 | 59.8325
Lime Creek | Other Fossil | Interstate Power and Light Co | Alliant Energy | IA | MISO | surplus | 90.2 | 0% | 0 | 3.7617 |  | 26.83% | 0 | 3.8242 | 6.2396 |  | 88.6915
Germantown | Gas CT | Wisconsin Electric Power Co | WEC Energy Group | WI | MISO | surplus | 90.9 | 0.3404% | 2303.2521 | 5.0743 |  | 23.58% | 424.0165 | 4.9111 | 6.1623 |  | 88.3919
Brush Generation Facility | Gas CC | Bicent Power | Beowulf Energy | CO | West | surplus | 273.4 | 6.384% | 86777.2722 | 42.9254 |  | 16.56% | 45622.7574 | 32.5167 | 10.0656 |  |  | 87.9726
Buchanan Generation LLC | Gas CT | CONSOL Energy | CONSOL Energy | VA | PJM | surplus | 88 | 4.052% | 16441.3439 | 7.1646 |  | 29.41% | 6039.5581 | 5.551 | 7.5432 |  | 86.7307
Gans | Gas CT | Gans Energy | LS Power | PA | PJM | surplus | 87.6 | 3.72% | 15889.5717 | 6.5491 |  | 26.76% | 5886.202 | 5.3211 | 8.2854 |  | 86.7206
Masspower | Gas CC | Masspower | Vistra | MA | ISONE | surplus | 260.9 | 17.09% | 151456.0746 | 49.0428 |  | 18.47% | 104413.6799 | 43.1292 | 5.0302 |  | 86.1854
Big Bend | Gas CT | Tampa Electric Co | Emera | FL | Southeast | surplus | 69.9 | 1.973e-17% | 8.7962e-14 | 6.6613 |  | 26.72% | 3.65 | 6.0826 | 7.9639 | 17 | 69.1411
Central Energy Plant | Gas CC | Reedy Creek Improvement Dist | Reedy Creek Improvement Dist | FL | Southeast | surplus | 70 | 0.04284% | 242.7384 | 5.3626 |  | 25.69% | 158.8565 | 5.2472 | 9.2267 | 17 | 69.0892
R M Heskett | Gas CT | Montana-Dakota Utilities Co | MDU Resources Group | ND | MISO | surplus | 176 | 0.1435% | 2343.4674 | 12.0627 |  | 22.43% | 799.9125 | 12.1828 | 6.4005 |  |  | 86.0177
Chambersburg | Gas CT | Chambersburg Energy | LS Power | PA | PJM | surplus | 87.6 | 6.452% | 26878.9596 | 7.4849 |  | 26.05% | 9952.945 | 5.9097 | 7.076 |  | 85.4778
Springdale 1 & 2 | Gas CT | Springdale Energy | LS Power | PA | PJM | surplus | 87.6 | 4.346% | 18544.8072 | 6.7824 |  | 23.74% | 7160.5142 | 5.5785 | 7.1385 |  | 85.4244
El Centro Hybrid | Gas CC | Imperial Irrigation District | Imperial Irrigation District | CA | CAISO | surplus | 276.7 | 14.69% | 153229.3156 | 46.5083 |  | 23.9% | 127721.4708 | 43.0937 | 8.812 |  |  | 85.4074
San Jacinto Steam Electric Station | Gas CT | NRG Texas Power | NRG Energy | TX | ERCOT | 0 | 176.4 | 0% | 0 | 4.1882 |  | 14.47% | 0 | 3.9231 | 8.6287 |  |  | 83.5095
Clifton | Gas CT | Sunflower Electric Power | Sunflower Electric Power | KS | SPP | surplus | 85 | 0.00481% | 37.9236 | 4.374 |  | 45.91% | 0 | 4.2556 | 6.8164 |  |  | 83.0853
Ralph Green | Gas CT | Evergy Missouri West | Evergy | MO | SPP | surplus | 85 | 0.1201% | 946.6173 | 3.9 |  | 22.73% | 2.4433 | 3.6241 | 4.9098 |  | 82.1932
Hancock | Gas CT | DTE Electric Company | DTE Energy | MI | MISO | surplus | 160.2 | 0.1495% | 1664.5682 | 7.4955 |  | 12.1% | 1551.6039 | 7.5567 | 5.2566 |  | 81.5415
Stony Brook | Gas CC | Massachusetts Mun Wholes Electric Co | Massachusetts Mun Wholes Electric Co | MA | ISONE | surplus | 255 | 3.741% | 40135.2845 | 32.5509 |  | 8.676% | 23453.2276 | 30.1815 | 4.8342 |  | 81.3974
Suwannee River | Other Fossil | Duke Energy Florida | Duke Energy | FL | Southeast | surplus | 65.9 | 0.005745% | 35.5354 | 3.1403 |  | 25.27% | 16.4047 | 2.8413 | 8.3803 | 16 | 65.1412
Richmond | Gas CT | Indiana Municipal Power Agency | Indiana Municipal Power Agency | IN | PJM | surplus | 82.8 | 0.01138% | 57.8094 | 4.1664 |  | 25.63% | 20.5718 | 4.116 | 7.7134 |  | 80.8078
Ray Olinger | Gas CT | City of Garland - (TX) | City of Garland - (TX) | TX | ERCOT | 0 | 82.7 | 0.001099% | 5.7619 | 4.2294 |  | 25.03% | 5.2461 | 4.1576 | 5.4803 |  | 80.4429
A L Pierce | Gas CT | Connecticut Mun Elec Engy Coop | Connecticut Mun Elec Engy Coop | CT | ISONE | surplus | 84 | 0.05059% | 255.6001 | 4.3316 |  | 19.85% | 158.2816 | 4.2472 | 4.53 |  | 80.4397
Lake Road (MO) | Gas CT | Evergy Missouri West | Evergy | MO | SPP | surplus | 85 | 0.8977% | 3068.7923 | 4.5384 |  | 41.82% | 28268.722 | 6.9698 | 3.4736 |  |  | 80.0788
W.A. Parish Carbon Capture Plant | Gas CT | Petra Nova Power I | NRG Energy | TX | ERCOT | 0 | 82.2 | 0% | 0 | 7.9816 |  | 24.9% | 0 | 7.4188 | 5.1146 |  | 79.4737
Walton Bainbridge Power Facility | Other Fossil | Walton Bainbridge | Walton Bainbridge | GA | Southeast | surplus | 80 | 0% | 0 | 3.106 |  | 28.77% | 0 | 2.9281 | 7.5245 |  | 78.9591
491 E 48th Street | Gas CT | City of Holland | City of Holland | MI | MISO | surplus | 161.7 | 1.542% | 13860.4991 | 10.7384 |  | 21.51% | 3274.0136 | 8.8694 | 20.3492 |  |  | 78.4145
Michigan Power LP | Gas CC | Osaka Gas USA | Osaka Gas USA | MI | MISO | surplus | 138.1 | 42.29% | 245504.2984 | 36.01 |  | 40.61% | 97541.9896 | 22.2921 | 8.0603 |  |  | 78.1979
El Centro Hybrid | Gas ST | Imperial Irrigation District | Imperial Irrigation District | CA | CAISO | surplus | 131.6 | 0.1075% | 871.0357 | 7.7646 |  | 22% | 519.0836 | 7.5083 | 8.0287 |  |  | 77.8157
West Marinette 34 | Gas CT | Madison Gas & Electric Co | MGE Energy | WI | MISO | surplus | 83 | 2.479% | 11996.8421 | 6.8608 |  | 41.17% | 2336.7302 | 4.8092 | 25.4553 |  |  | 77.481
Terry Bundy Generating Station | Gas CT | Lincoln Electric System | City of Lincoln - (NE) | NE | SPP | surplus | 60.5 | 0.598% | 1844.8373 | 4.1112 |  | 28.43% | 133.3407 | 3.2086 | 6.8074 | 18 | 59.1346
Chanute 2 | Gas CT | City of Chanute | City of Chanute | KS | SPP | surplus | 60 | 0.2182% | 739.6822 | 3.3013 |  | 27.35% | 6.2595 | 3.0315 | 5.8126 | 18 | 58.8928
Black Hawk Station | Gas CT | Borger Energy Associates | Borger Energy Associates | TX | SPP | surplus | 370.8 | 6.283% | 86444.4423 | 43.3804 |  | 11.46% | 22725.2258 | 29.8703 | 7.7466 |  |  | 76.4752
Meramec | Gas CT | Union Electric Co - (MO) | Ameren | MO | MISO | surplus | 56 | 31.45% | 118093.279 | 28.597 |  | 27.54% | 16389.3996 | 4.7659 | 5.6793 | 22 | 54.4075
Dearborn Industrial Generation | Other Fossil | Dearborn Industrial Gen | CMS Energy | MI | MISO | surplus | 238 | 22.71% | 253199.2221 | 49.3249 |  | 23.26% | 108436.5571 | 33.62 | 22.2548 |  |  | 74.6805
Langley Gulch Power Plant | Gas CC | Idaho Power Co | IDACORP | ID | West | surplus | 318.5 | 37.85% | 391428.7798 | 73.2774 |  | 36.34% | 312338.5358 | 66.4273 | 3.2719 |  | 74.2098
Forked River | Gas CT | Forked River Power | Forked River Power | NJ | PJM | surplus | 76.8 | 0.285% | 1368.0058 | 4.4343 |  | 24.26% | 608.1414 | 4.0791 | 5.925 |  | 73.8387
Urquhart | Gas CT | Dominion Energy South Carolina | Dominion Energy | SC | Southeast | surplus | 111.1 | 1.442% | 7572.7839 | 6.3257 |  | 15.85% | 6378.0467 | 5.6862 | 7.0741 | 15 | 58.207
Silas Ray | Gas CC | Brownsville Public Utilities Board | Brownsville Public Utilities Board | TX | ERCOT | 0 | 75 | 1.728% | 6007.2563 | 8.338 |  | 28.01% | 2840.6827 | 7.3417 | 4.1989 |  | 72.8873
Montville Station | Gas ST | NRG Montville Operations | NRG Energy | CT | ISONE | surplus | 75 | 9.222e-18% | 4.7963e-14 | 6.6902 |  | 19.85% | 0 | 6.2657 | 3.8255 |  | 71.8212
Clayville | Gas CT | City of Vineland - (NJ) | City of Vineland - (NJ) | NJ | PJM | surplus | 73 | 2.605% | 9233.0843 | 5.2566 |  | 24.99% | 3016.8763 | 4.2968 | 4.6874 |  | 70.9241
J D Kennedy | Gas CT | JEA | JEA | FL | Southeast | surplus | 370 | 3.228% | 63346.429 | 30.7601 |  | 7.371% | 69787.8482 | 34.8354 | 6.0688 | 18 | 52.839
Elk Mound | Gas CT | Dairyland Power Coop | Dairyland Power Coop. | WI | MISO | surplus | 71 | 0.1114% | 543.7412 | 3.7373 |  | 23.6% | 128.1718 | 3.5685 | 3.8183 |  | 69.8927
Blewett | Other Fossil | Duke Energy Progress - (NC) | Duke Energy | NC | Southeast | surplus | 70 | 0% | 0 | 3.0679 |  | 21.83% | 0 | 2.835 | 4.3201 |  | 69.7067
Freedom Power Project | Gas CT | Southwestern Electric Coop- (IL) | Southwestern Electric Coop- (IL) | IL | MISO | surplus | 71 | 2.746% | 10375.923 | 5.2226 |  | 25.06% | 2865.7157 | 4.026 | 4.4715 |  | 68.9809
M Street Jet | Other Fossil | Massachusetts Bay Trans Auth | Massachusetts Bay Trans Auth | MA | ISONE | surplus | 69 | 0% | 0 | 2.5531 |  | 25.13% | 0 | 2.5362 | 6.5163 |  | 67.9968
Hutchinson Energy Center | Other Fossil | Evergy Kansas Central | Evergy | KS | SPP | surplus | 72.7 | 0.009387% | 83.5904 | 2.0198 |  | 23.86% | 19.2806 | 2.0015 | 3.7592 |  | 67.8434
Waterford 1 & 2 | Other Fossil | Entergy Louisiana | Entergy | LA | MISO | surplus | 41 | 0.009503% | 35.8495 | 1.6965 |  | 25.47% | 16.5311 | 1.4483 | 7.7416 | 26 | 40.4489
Energy Center Dover | Gas CC | Cartier Energy | Cartier Energy | DE | PJM | surplus | 68 | 20.87% | 55451.0474 | 12.9953 |  | 35.2% | 26172.8106 | 9.1868 | 5.3273 |  | 66.3185
Howard Down | Gas CT | City of Vineland - (NJ) | City of Vineland - (NJ) | NJ | PJM | surplus | 68.2 | 3.012% | 9834.3715 | 4.9867 |  | 25.14% | 3255.3472 | 4.0421 | 4.3631 |  | 66.0662
Powerlane Plant | Gas ST | City of Greenville - (TX) | City of Greenville - (TX) | TX | ERCOT | 0 | 87 | 0.1231% | 2772.7678 | 7.8147 |  | 19.72% | 2772.7678 | 7.6711 | 3.8639 |  | 65.905
Wansley | Other Fossil | Georgia Power Co | Southern Co. | GA | Southeast | surplus | 52.8 | 0% | 0 | 2.2828 |  | 25.24% | 0 | 2.0964 | 4.665 | 13 | 52.2631
Houma | Gas ST | Terrebonne Parish Consol Gov't | Terrebonne Parish Consol Gov't | LA | MISO | surplus | 78.9 | 0.9965% | 4789.1144 | 4.9484 |  | 22.91% | 3661.1724 | 4.7436 | 4.7382 |  | 65.2229
Hinds Energy Facility | Gas CT | Entergy Mississippi | Entergy | MS | MISO | surplus | 49.1 | 0.3069% | 793.9724 | 3.9101 |  | 24.92% | 389.4649 | 2.4217 | 6.2707 | 17 | 48.1258
Anadarko Plant | Gas ST | Western Farmers Elec Coop | Western Farmers Elec Coop | OK | SPP | surplus | 84.6 | 0.009695% | 77.1654 | 6.6635 |  | 18.59% | 77.1654 | 6.6851 | 4.8676 | 15 | 49.3494
Cimarron River | Gas ST | Sunflower Electric Power | Sunflower Electric Power | KS | SPP | surplus | 50 | 0.01691% | 52.1847 | 2.8023 |  | 31.68% | 0 | 2.7091 | 3.945 | 15 | 49.1363
Combined Locks Energy Center | Gas CC | Appleton Coated | Appleton Coated | WI | MISO | surplus | 66.5 | 0.2613% | 1286.1164 | 5.931 |  | 23.69% | 395.8499 | 5.3891 | 5.1753 |  | 64.0683
Waters River | Gas CT | City of Peabody - (MA) | City of Peabody - (MA) | MA | ISONE | surplus | 64.9 | 0.006416% | 23.6531 | 3.334 |  | 19.55% | 8.182 | 3.2751 | 3.5189 |  | 62.245
Summit Lake | Gas CT | Central Iowa Power Cooperative | Central Iowa Power Cooperative | IA | MISO | surplus | 62.3 | 5.416% | 17707.2764 | 5.4084 |  | 29.14% | 4672.3161 | 3.9302 | 3.5348 |  | 61.1057
Yuma Cogeneration Associates | Gas CC | Falcon Power Operating Company | Berkshire Hathaway | AZ | West | surplus | 62.6 | 8.729% | 24571.0768 | 9.6963 |  | 34.48% | 12795.6233 | 7.7517 | 4.2278 |  | 60.7817
St Bonifacius | Other Fossil | Great River Energy | Great River Energy | MN | MISO | surplus | 61.2 | 0% | 0 | 2.2671 |  | 26.74% | 0 | 2.2333 | 5.7907 |  | 60.0941
Lake One | Gas CT | City of Burbank Water and Power | City of Burbank Water and Power | CA | West | surplus | 60.5 | 3.432% | 10362.721 | 6.3556 |  | 35.35% | 7962.6008 | 5.3981 | 4.9486 |  | 59.3073
Apache Station | Gas CT | Arizona Electric Pwr Coop | Arizona Electric Pwr Coop | AZ | West | surplus | 171.1 | 2.894% | 28986.9103 | 11.9006 |  | 14.02% | 35663.8217 | 12.7563 | 3.2155 |  | 59.3073
Valley (CA) | Gas CT | Los Angeles Department of Water & Power | City of Los Angeles | CA | West | surplus | 60.5 | 0.2902% | 941.3451 | 3.4185 |  | 32.94% | 725.9151 | 3.3252 | 5.6133 |  | 59.3073
Silas Ray | Gas CT | Brownsville Public Utilities Board | Brownsville Public Utilities Board | TX | ERCOT | 0 | 61 | 0.1335% | 425.0306 | 3.3875 |  | 27.25% | 199.4259 | 3.1837 | 3.4151 |  | 59.2817
West Campus Cogeneration Facility | Gas CC | Madison Gas & Electric Co | MGE Energy | WI | MISO | surplus | 169.3 | 10.26% | 90339.2787 | 27.161 |  | 12.4% | 33262.3036 | 18.7925 | 4.0904 |  | 59.2517
Archbald Power Station | Gas CT | PEI Power | PEI Power | PA | PJM | surplus | 60.5 | 2.501% | 7810.0491 | 4.3264 |  | 22.83% | 2787.382 | 3.6251 | 4.8671 |  | 58.2439
J Robert Massengale | Gas CC | City of Lubbock - (TX) | City of Lubbock - (TX) | TX | SPP | surplus | 84 | 15.3% | 44829.0209 | 13.2888 |  | 25.95% | 22785.0837 | 10.0253 | 4.4278 | 14 | 43.5012
Grayson | Gas CT | City of Glendale - (CA) | City of Glendale - (CA) | CA | West | surplus | 110.4 | 1.307% | 7105.995 | 6.2206 |  | 18% | 5260.8052 | 5.3254 | 4.6616 |  | 56.342
Grays Ferry Cogeneration | Gas ST | Grays Ferry Cogen Partnership | Veolia Energy | PA | PJM | surplus | 57.6 | 4.544% | 16004.3358 | 6.0805 |  | 25.7% | 6518.6221 | 5.1187 | 4.6232 |  | 56.3377
Ebensburg Power | Coal | Ebensburg Generation | Ebensburg Generation | PA | PJM | surplus | 57.6 | 4.953% | 37153.4175 | 11.2648 |  | 25.08% | 17925.5939 | 10.1579 | 4.7053 |  | 56.3025
Ames GT | Other Fossil | City of Ames - (IA) | City of Ames - (IA) | IA | MISO | surplus | 78.7 | 0.0194% | 225.0355 | 4.3355 |  | 19.89% | 225.0355 | 4.3151 | 5.3607 |  | 56.1713
Butler-Warner Generation Plant | Gas CT | Fayetteville Public Works Commission | Fayetteville Public Works Commission | NC | Southeast | surplus | 57.6 | 0.05892% | 286.2917 | 3.0116 |  | 21.89% | 12.1281 | 2.8602 | 3.7686 |  | 56.1526
Christiana | Other Fossil | Calpine Mid-Atlantic Generation | Energy Capital Partners | DE | PJM | surplus | 55 | 0% | 0 | 2.1409 |  | 26.97% | 0 | 2.0152 | 5.3188 |  | 55.189
Algonquin Windsor Locks | Gas CC | Algonquin Windsor Locks | Algonquin Power & Utilities | CT | ISONE | surplus | 71 | 0.6044% | 1883.1817 | 6.2858 |  | 15.85% | 824.71 | 5.9504 | 3.0811 |  | 53.6265
Mountain | Other Fossil | Mountain Power | Mountain Power | PA | PJM | surplus | 54 | 0% | 0 | 2.5529 |  | 26.48% | 0 | 2.3676 | 5.2369 |  | 53.2149
Tolna | Other Fossil | Tolna Power | Tolna Power | PA | PJM | surplus | 54 | 0% | 0 | 2.1052 |  | 27.01% | 0 | 1.9803 | 5.1791 |  | 53.2149
Wheaton | Other Fossil | Northern States Power Co - Minnesota | Xcel Energy | WI | MISO | replacement | 106.2 | 0% | 0 | 0.13559 |  | 13.11% | 0 | 0.18205 | 3.7853 |  | 52.2129
Warren | Gas CT | Warren Generation | Warren Generation | PA | PJM | surplus | 53.1 | 0.02095% | 86.9806 | 2.9046 |  | 24.12% | 27.6013 | 2.6639 | 5.1204 |  | 52.2129
Lon Wright | Gas CT | City of Fremont - (NE) | City of Fremont - (NE) | NE | SPP | surplus | 40 | 2.023% | 5392.1003 | 4.5871 |  | 28.82% | 1486.1489 | 2.8589 | 4.4831 | 12 | 39.423
Higginsville | Gas CT | City of Higginsville - (MO) | City of Higginsville - (MO) | MO | SPP | surplus | 40 | 0.3071% | 839.4925 | 2.233 |  | 26.57% | 90.504 | 2.0456 | 3.8989 | 12 | 39.2344
Coffeyville | Gas ST | City of Coffeyville - (KS) | City of Coffeyville - (KS) | KS | SPP | surplus | 58.7 | 0.005889% | 20.0351 | 2.2599 |  | 17.32% | 0 | 2.2203 | 3.3081 | 12 | 38.903
Deer Island Treatment Plant | Other Fossil | Massachusetts Wtr Rauth-Deer I | Massachusetts Wtr RAuth-Deer I | MA | ISONE | surplus | 52 | 0.006303% | 18.3381 | 1.9278 |  | 19.55% | 16.6978 | 1.9058 | 2.8185 |  | 49.796
Pine Bluff Energy Center | Gas CC | Pine Bluff Energy | Energy Capital Partners | AR | MISO | surplus | 230.4 | 22.51% | 231642.9542 | 44.2305 |  | 15.88% | 105963.1512 | 31.1638 | 3.5433 |  | 48.6287
Energy Center Dover | Gas CT | Cartier Energy | Cartier Energy | DE | PJM | surplus | 50 | 3.26% | 6048.1176 | 3.83 |  | 25.87% | 2418.4188 | 3.1276 | 3.6652 |  | 48.5781
Hunlock Power Station | Gas CC | UGI Development Co | UGI | PA | PJM | surplus | 145.9 | 50.81% | 269187.7009 | 36.7349 |  | 39.79% | 167209.2811 | 29.1283 | 4.0559 |  | 48.5366
Foster Wheeler Mt Carmel Cogen | Coal | Mount Carmel Cogen | Mount Carmel Cogen | PA | PJM | surplus | 47.3 | 3.062% | 20324.4967 | 6.9585 |  | 24.76% | 9958.0912 | 5.9138 | 3.8153 |  | 45.6529
Van Sant Station | Gas CT | City of Dover - (DE) | City of Dover - (DE) | DE | PJM | surplus | 45.1 | 0% | 0 | 2.285 |  | 27.33% | 0 | 2.2635 | 3.8383 |  | 44.3509
Hunlock Unit 4 | Gas CT | Hunlock Energy | UGI | PA | PJM | surplus | 44 | 1.668% | 3321.958 | 2.8606 |  | 23.51% | 1215.9351 | 2.48 | 3.5695 |  | 42.7122
Glendive GT | Gas CT | Montana-Dakota Utilities Co | MDU Resources Group | MT | MISO | surplus | 83.7 | 6.205% | 47558.2713 | 10.8009 |  | 17.83% | 25060.8296 | 9.6504 | 3.0817 |  | 42.3748
Apache Station | Coal | Arizona Electric Pwr Coop | Arizona Electric Pwr Coop | AZ | West | surplus | 204 | 25.83% | 504916.8509 | 48.1567 |  | 23.7% | 369125.6548 | 43.0449 | 1.2051 |  | 41.5444
Lansing Smith | Other Fossil | Florida Power & Light Co | NextEra Energy | FL | Southeast | surplus | 41.8 | 0% | 0 | 2.6903 |  | 28.59% | 0 | 2.5132 | 2.6979 |  | 41.4535
Sweatt | Gas CT | Mississippi Power Co | Southern Co. | MS | Southeast | surplus | 41.9 | 0% | 0 | 4.6764 |  | 27.55% | 0 | 3.7065 | 2.763 |  | 41.4355
Jack Watson | Gas CT | Mississippi Power Co | Southern Co. | MS | Southeast | surplus | 41.9 | 0% | 0 | 2.6866 |  | 27.54% | 0 | 2.2294 | 2.7424 |  | 41.4355
PSEG Salem Generating Station | Other Fossil | PSEG Nuclear | Public Service Enterprise Group | NJ | PJM | surplus | 41.8 | 0% | 0 | 1.6301 |  | 26.97% | 0 | 1.5329 | 4.0249 |  | 41.3942
Exelon Framingham LLC | Other Fossil | Exelon Power | Constellation Energy | MA | ISONE | surplus | 42.6 | 0% | 0 | 1.6536 |  | 24.73% | 0 | 1.5585 | 4.1655 |  | 41.3894
Cane Island | Gas CT | Florida Municipal Power Agency | Florida Municipal Power Agency | FL | Southeast | surplus | 32 | 0.6656% | 1976.9509 | 2.2051 |  | 28.84% | 479.1047 | 1.7655 | 4.2233 | 8 | 31.5836
Washington County Cogeneration Facility | Gas CC | Alabama Power Co | Southern Co. | AL | Southeast | surplus | 122.5 | 53.46% | 245347.5984 | 43.6918 |  | 44.77% | 158365.1687 | 34.0009 | 3.5908 |  | 39.4624
Cherokee County Cogen | Gas CC | Cherokee County Cogen Partners | LS Power | SC | Southeast | surplus | 101.2 | 78.57% | 305285.0775 | 50.8989 |  | 60.97% | 205707.7452 | 43.2117 | 1.8081 |  | 39.1595
Tom G Smith | Other Fossil | City of Lake Worth Beach - (FL) | City of Lake Worth - (FL) | FL | Southeast | surplus | 40.8 | 0.03209% | 125.961 | 2.7609 |  | 21.4% | 125.961 | 2.7534 | 4.1302 | 8 | 30.5966
Merrimack | Other Fossil | Granite Shore Power | Granite Shore Power | NH | ISONE | surplus | 37.2 | 0% | 0 | 1.4466 |  | 24.75% | 0 | 1.3624 | 3.7978 |  | 37.4475
Westwood Generation LLC | Coal | Rausch Creek Generation | Rausch Creek Generation | PA | PJM | surplus | 36 | 3.626% | 18118.0188 | 12.8066 |  | 25.02% | 8771.4286 | 12.2994 | 2.9223 |  | 34.9682
J Street | Gas CT | Lincoln Electric System | City of Lincoln - (NE) | NE | SPP | surplus | 27 | 0.006127% | 21.7792 | 1.3584 |  | 28.46% | 0 | 1.3435 | 3.0591 | 8 | 26.6106
Chalk Point Power | Other Fossil | Chalk Point Power | Chalk Point Power | MD | PJM | surplus | 35 | 0% | 0 | 1.6939 |  | 27.12% | 0 | 1.5701 | 3.1846 |  | 34.4952
Brush Generation Facility | Gas CT | Bicent Power | Beowulf Energy | CO | West | surplus | 23.8 | 0.03134% | 56.0969 | 1.327 |  | 29.02% | 28.569 | 1.238 | 3.1123 | 11 | 23.3634
Streeter Station | Gas ST | Cedar Falls Utilities | Cedar Falls Utilities | IA | MISO | surplus | 51.5 | 0.3426% | 2136.0837 | 4.1906 |  | 16.88% | 2136.0837 | 4.1473 | 2.494 |  | 33.9969
East 12th Street | Gas ST | City of Winfield - (KS) | City of Winfield - (KS) | KS | SPP | surplus | 26.5 | 0.007732% | 12.1109 | 1.472 |  | 29.93% | 0 | 1.454 | 2.8973 | 8 | 25.6506
Tom G Smith | Gas ST | City of Lake Worth Beach - (FL) | City of Lake Worth - (FL) | FL | Southeast | surplus | 26.5 | 0.01718% | 42.2492 | 2.3268 |  | 28.31% | 14.0198 | 2.2896 | 3.5023 | 7 | 25.6617
Galion Generating Station | Gas CT | American Mun Power-Ohio | American Municipal Power | OH | PJM | surplus | 49.5 | 0.155% | 576.26 | 2.5868 |  | 17.07% | 574.2381 | 2.5698 | 2.8471 |  | 32.5202
Napoleon Peaking Station | Gas CT | American Mun Power-Ohio | American Municipal Power | OH | PJM | surplus | 49.5 | 0.1737% | 656.5035 | 2.5944 |  | 17.06% | 649.3527 | 2.5754 | 2.8463 |  | 32.5202
Bowling Green Generating Station | Gas CT | American Mun Power-Ohio | American Municipal Power | OH | PJM | surplus | 49.5 | 0.1676% | 576.3684 | 2.5887 |  | 17.07% | 575.0188 | 2.572 | 2.8463 |  | 32.5202
Wateree | Coal | Dominion Energy South Carolina | Dominion Energy | SC | Southeast | surplus | 771.8 | 13.58% | 909103.7767 | 264.6358 |  | 10.51% | 647354.6006 | 231.9294 | 2.3887 | 7 | 25.3104
O H Hutchings | Gas CT | Kimura Power | Rockland Capital | OH | PJM | surplus | 32.6 | 0.1201% | 145.2449 | 1.8161 |  | 23.16% | 61.7618 | 1.6923 | 2.6417 |  | 32.0542
Hamilton Peaking | Gas CT | American Mun Power-Ohio | American Municipal Power | OH | PJM | surplus | 32 | 0.2667% | 490.948 | 1.7225 |  | 22.96% | 22.7962 | 1.6225 | 2.0838 |  | 31.0829
Bowling Green Peaking | Gas CT | American Mun Power-Ohio | American Municipal Power | OH | PJM | surplus | 32 | 0.4825% | 728.9366 | 1.7685 |  | 22.83% | 95.7259 | 1.6493 | 2.0856 |  | 31.0829
Dartmouth Power Associates LP | Gas CC | Dartmouth Power Associates | Dartmouth Power Associates | MA | ISONE | surplus | 74.1 | 10.51% | 26846.856 | 12.0169 |  | 14.98% | 16050.538 | 10.2094 | 1.612 |  | 30.6437
Paulsboro Refinery | Gas CT | Paulsboro Refining Company - | Paulsboro Refining Company - | NJ | PJM | surplus | 30.5 | 2.314% | 2618.9864 | 3.9299 |  | 25.19% | 1186.4663 | 3.2377 | 2.3333 |  | 29.1469
Kenilworth Energy Facility | Gas CC | E F Kenilworth | Atlantic Powerration | NJ | PJM | surplus | 28.8 | 0.7022% | 1643.6424 | 3.1301 |  | 26.25% | 585.8873 | 2.7528 | 2.8113 |  | 28.5784
Labadie | Coal | Union Electric Co - (MO) | Ameren | MO | MISO | surplus | 2389.4 | 74.33% | 15904620.0294 | 717.4877 |  | 46.55% | 9899977.4306 | 724.3443 | 2.2017 | 8 | 20.4028
New Ulm | Other Fossil | New Ulm Public Utilities Comm | New Ulm Public Utilities Comm | MN | MISO | surplus | 51.5 | 0.05279% | 133.7156 | 1.9681 |  | 14.45% | 133.7156 | 1.959 | 2.6395 |  | 27.5842
ExxonMobil Oil Joliet Refinery | Other Fossil | ExxonMobil Oil | Exxon Mobil | IL | PJM | surplus | 39.7 | 14.76% | 33109.2366 | 10.2087 |  | 29.13% | 29469.7769 | 9.613 | 2.2443 |  | 27.1975
Tasley | Other Fossil | Calpine Mid-Atlantic Generation | Energy Capital Partners | VA | PJM | surplus | 27 | 0% | 0 | 1.0513 |  | 27.8% | 0 | 0.98958 | 2.5555 |  | 26.6246
Factory | Other Fossil | City of Springfield - (IL) | City of Springfield - (IL) | IL | MISO | surplus | 26.6 | 0% | 0 | 0.98428 |  | 27.07% | 0 | 0.97776 | 2.3048 |  | 26.6106
Niles Power Plant | Other Fossil | Niles Power | Niles Power | OH | PJM | surplus | 27 | 0% | 0 | 1.0426 |  | 24.3% | 0 | 0.98549 | 2.7485 |  | 26.599
Bay Front | Gas ST | Northern States Power Co - Minnesota | Xcel Energy | WI | MISO | surplus | 27.2 | 0% | 0 | 4.3551 |  | 23.28% | 0 | 4.0407 | 1.8212 |  | 26.2098
Tanner Street Generation | Gas CC | BT Generation Holdings | BT Generation Holdings | MA | ISONE | surplus | 150.5 | 1.404% | 7972.1574 | 9.2255 |  | 4.238% | 4124.2721 | 8.576 | 1.4954 |  | 25.8556
Ponca City | Gas CC | Oklahoma Municipal Power Authority | Oklahoma Municipal Power Authority | OK | SPP | surplus | 73.8 | 13% | 37117.5172 | 11.4302 |  | 13.7% | 16148.755 | 8.7973 | 2.2532 | 6 | 19.7312
Cambridge CT Hybrid | Other Fossil | Great River Energy | Great River Energy | MN | MISO | surplus | 25.1 | 0% | 0 | 0.92982 |  | 26.45% | 0 | 0.91593 | 2.3742 |  | 24.6287
Maple Lake | Other Fossil | Great River Energy | Great River Energy | MN | MISO | surplus | 25 | 0% | 0 | 0.92611 |  | 26.76% | 0 | 0.91228 | 2.3733 |  | 24.6287
Rock Lake CT | Other Fossil | Great River Energy | Great River Energy | MN | MISO | surplus | 25 | 0% | 0 | 0.92611 |  | 26.45% | 0 | 0.91228 | 2.3747 |  | 24.6287
Orange Cogeneration Facility | Gas CC | Orange Cogeneration | Northern Star Generation | FL | Southeast | surplus | 136.6 | 69.17% | 360339.5451 | 68.8424 |  | 43.04% | 206107.9679 | 48.8295 | 2.1143 | 5 | 19.4862
Mead Coated Board | Gas CT | Mead Coated Board | Mead Coated Board | AL | Southeast | surplus | 25 | 5.931% | 5503.1395 | 3.4207 |  | 26.63% | 2554.2204 | 2.8953 | 1.7102 |  | 24.2298
Lake Road (MO) | Other Fossil | Evergy Missouri West | Evergy | MO | SPP | surplus | 42.9 | 0.1428% | 333.9524 | 1.9711 |  | 12.83% | 274.2649 | 1.9323 | 1.3863 |  | 23.2075
Antelope Station | Gas RICE | Golden Spread Electric Cooperative | Golden Spread Electric Cooperative | TX | SPP | surplus | 167.4 | 9.944% | 73283.0391 | 23.9013 |  | 13.23% | 71438.9843 | 23.4158 | 0.87984 |  | 22.3175
Dartmouth Power Associates LP | Gas CT | Dartmouth Power Associates | Dartmouth Power Associates | MA | ISONE | surplus | 23.3 | 0.06076% | 78.2034 | 1.3045 |  | 20.03% | 24.8525 | 1.2382 | 1.1515 |  | 22.0252
Branford | Other Fossil | Connecticut Jet Power | NRG Energy | CT | ISONE | surplus | 21.8 | 0% | 0 | 0.84734 |  | 25.15% | 0 | 0.79813 | 2.1681 |  | 21.6801
Franklin Drive | Other Fossil | Connecticut Jet Power | NRG Energy | CT | ISONE | surplus | 21.8 | 0% | 0 | 0.84734 |  | 24.98% | 0 | 0.79813 | 2.0562 |  | 21.6801
Torrington Terminal | Other Fossil | Connecticut Jet Power | NRG Energy | CT | ISONE | surplus | 21.8 | 0% | 0 | 0.84734 |  | 24.98% | 0 | 0.79813 | 2.0562 |  | 21.6801
Schiller | Other Fossil | Granite Shore Power | Granite Shore Power | NH | ISONE | surplus | 21.2 | 0% | 0 | 0.99922 |  | 24.75% | 0 | 0.92795 | 2.0641 |  | 20.6947
Kendall Square Station | Other Fossil | Kendall Green Energy | Kendall Green Energy | MA | ISONE | surplus | 41.3 | 0% | 0 | 0.82116 |  | 10.08% | 0 | 0.79469 | 1.1522 |  | 20.1099
Burlington (IA) | Coal | Interstate Power and Light Co | Alliant Energy | IA | MISO | surplus | 212 | 58.04% | 1112460.7253 | 60.7114 |  | 47.62% | 842918.1458 | 59.4239 | 2.9662 |  |  | 20.0747
Indian River Generating Station | Other Fossil | Indian River Power | NRG Energy | DE | PJM | surplus | 18.6 | 0% | 0 | 0.70422 |  | 27.55% | 0 | 0.67192 | 2.0771 |  | 18.7259
Portside Energy | Gas ST | Portside Energy | Portside Energy | IN | MISO | surplus | 19 | 0% | 0 | 1.5732 |  | 26.08% | 0 | 1.4285 | 1.7998 |  | 18.7238
White Lake | Other Fossil | Granite Shore Power | Granite Shore Power | NH | ISONE | surplus | 18.6 | 0% | 0 | 0.72332 |  | 24.48% | 0 | 0.68118 | 1.9103 |  | 18.7238
North Main Street | Other Fossil | City of Norwich - (CT) | City of Norwich - (CT) | CT | ISONE | surplus | 19 | 0% | 0 | 0.70293 |  | 25.19% | 0 | 0.69828 | 1.6286 |  | 18.7238
Delaware City 10 | Other Fossil | Calpine Mid-Atlantic Generation | Energy Capital Partners | DE | PJM | surplus | 18.5 | 0% | 0 | 0.72011 |  | 27.33% | 0 | 0.67783 | 1.5947 |  | 17.7404
Tunnel | Other Fossil | FirstLight Hydro Generating Company | PSP Investments | CT | ISONE | surplus | 18.5 | 0% | 0 | 0.71907 |  | 25.19% | 0 | 0.67731 | 1.6375 |  | 17.7383
Lost Nation | Other Fossil | Granite Shore Power | Granite Shore Power | NH | ISONE | surplus | 18 | 0% | 0 | 0.69999 |  | 22.68% | 0 | 0.65921 | 1.8584 |  | 17.7238
West Station (DE) | Other Fossil | Calpine Mid-Atlantic Generation | Energy Capital Partners | DE | PJM | surplus | 16.2 | 0% | 0 | 0.63058 |  | 27% | 0 | 0.59356 | 1.5371 |  | 15.7692
Anadarko Plant | Gas CT | Western Farmers Elec Coop | Western Farmers Elec Coop | OK | SPP | surplus | 135 | 1.476% | 10230.36 | 8.1619 |  | 2.438% | 1222.848 | 6.952 | 0.85003 | 3 | 10.7174
Edge Moor | Other Fossil | Calpine Mid-Atlantic Generation | Energy Capital Partners | DE | PJM | surplus | 12.5 | 0% | 0 | 0.48656 |  | 26.97% | 0 | 0.458 | 1.1325 |  | 11.8269
Hutchinson Plant #2 | Gas CC | Hutchinson Utilities Comm | Hutchinson Utilities Comm | MN | MISO | surplus | 65.5 | 12.8% | 36653.9983 | 11.0623 |  | 9.718% | 15693.9241 | 7.0378 | 0.861 |  | 11.6488
International Paper Riverdale Mill | Gas ST | International Paper Co-Riverdl | International Paper Co. | AL | Southeast | surplus | 11.6 | 2.662% | 1217.7833 | 1.6084 |  | 24.85% | 530.4332 | 1.4105 | 0.79053 |  | 11.6303
Exira | Gas CT | Western Minnesota Mun Pwr Agny | Western Minnesota Mun Pwr Agny | IA | MISO | surplus | 181.5 | 12.77% | 115370.5854 | 23.1559 |  | 5.735% | 42955.7243 | 14.8451 | 0.49574 |  | 6.7994

## Least Cost
[8 empty] | Business as usual |  |  |  | Clean repowering
Plant Name | Technology | Majority owner | Ultimate parent | State | Region | Clean repowering process | Capacity | Utilization | Emissions | Fossil NPV |  | Utilization | Emissions | Fossil NPV | Clean NPV | Battery | Solar | Wind
[7 empty] | MW | % | tonne/yr | $million/yr |  | % | tonne/yr | $million/yr | $million/yr | MW | MW | MW
Plant Name | Technology | Majority owner | Ultimate parent | State | Region | Clean repowering process | Capacity | BAU Utilization | BAU Emissions | BAU Fossil NPV | Column12 | Clean repowering Utilization | Clean repowering Emissions | Clean repowering Fossil NPV | Clean repowering Clean NPV | Clean repowering Battery | Clean repowering Solar | Clean repowering Wind
Martin | Gas CC | Florida Power & Light Co | NextEra Energy | FL | Southeast | surplus | 2448.5 | 33.84% | 2724535.9916 | 826.7235 |  | 44.02% | 1873882.3112 | 714.5095 | 101.8592 |  | 2184.3371
Crystal River | Gas CC | Duke Energy Florida | Duke Energy | FL | Southeast | surplus | 1970.6 | 27.61% | 2193639.5143 | 609.0712 |  | 33.82% | 1038338.1224 | 407.3842 | 134.9461 | 391 | 1519.9252
Sabine | Gas ST | Entergy Texas | Duke Energy | TX | MISO | replacement, surplus | 2051.2 | 0.05684% | 6620.9264 | 43.49 |  | 19.6% | 2421.3893 | 37.5516 | 107.2078 |  | 1383.9214 | 372.4175
Midland Cogeneration Venture | Gas CC | Midland Cogeneration Venture | OMERS Administration | MI | MISO | surplus | 1848.6 | 32.33% | 2493801.6381 | 412.815 |  | 48.5% | 893767.0326 | 257.4338 | 296.6312 |  |  | 1729.0915
Nine Mile Point | Gas ST | Entergy Louisiana | Entergy | LA | MISO | replacement | 2141.5 | 0.4514% | 43890.2174 | 110.7269 |  | 15.42% | 22799.4768 | 57.958 | 60.71 |  | 1713.2008
Manatee | Gas ST | Florida Power & Light Co | NextEra Energy | FL | Southeast | surplus | 1726.6 | 0.0002523% | 25.5227 | 122.0893 |  | 28.73% | 196.5632 | 115.7417 | 111.7227 |  | 1705.8099
Lincoln Combustion | Gas CT | Duke Energy Carolinas | Duke Energy | NC | Southeast | surplus | 2290 | 0.01454% | 3087.8481 | 77.6978 |  | 17.05% | 105.2063 | 70.6488 | 96.76 |  | 1703.9415
Elwood Energy LLC | Gas CT | J Power USA Development Co Ltd | J-Power USA Generation | IL | PJM | surplus | 1728 | 0.1821% | 17259.9413 | 99.2152 |  | 29.87% | 5075.768 | 89.9596 | 153.5297 |  | 762.9827 | 913.9381
TalenEnergy Martins Creek | Gas ST | MC Project Company | MC Project Company | PA | PJM | surplus | 1701 | 2.191% | 226749.0725 | 187.3114 |  | 27.02% | 89681.4476 | 160.5264 | 155.4528 |  | 1676.2695
Wansley | Coal | Georgia Power Co | Southern Co. | GA | Southeast | surplus | 1904 | 4.64% | 842346.4605 | 363.0083 |  | 23.97% | 415523.9082 | 316.8795 | 142.7068 |  | 1609.7375
Colstrip | Coal | Puget Sound Energy | Puget Energy | MT | West | surplus | 2363.4 | 39.23% | 8503056.3148 | 486.2495 |  | 48.07% | 5434264.6751 | 416.7439 | 84.7205 |  |  | 1558.4741
Jeffrey Energy Center | Coal | Evergy Kansas Central | Evergy | KS | SPP | surplus | 2160 | 43.41% | 9169810.0845 | 744.1392 |  | 39.62% | 3044018.5564 | 575.9366 | 59.964 |  |  | 1495.1189
La Cygne | Coal | Evergy Kansas South | Evergy | KS | SPP | surplus | 1598.9 | 57.93% | 8351113.9398 | 527.4954 |  | 59.96% | 5088417.7988 | 472.5765 | 64.2413 |  | 1039.4343 | 453.152
Fort Myers | Gas CC | Florida Power & Light Co | NextEra Energy | FL | Southeast | surplus | 1721.5 | 32.94% | 1881912.8425 | 606.119 |  | 42.29% | 1277463.3059 | 523.6421 | 72.0633 |  | 1403.6914
Redbud Power Plant | Gas CC | Oklahoma Gas & Electric Co | OGE Energy | OK | SPP | surplus | 1433.6 | 85.42% | 4140357.3927 | 673.1021 |  | 74.13% | 1847056.4858 | 367.804 | 152.3644 |  | 25.6506 | 1370.0897
Anclote | Gas ST | Duke Energy Florida | Duke Energy | FL | Southeast | surplus | 1112.4 | 1.27% | 73891.0622 | 106.0183 |  | 29.49% | 14460.5295 | 85.8356 | 108.3133 | 278 | 1097.5311
Dan E Karn | Gas ST | Consumers Energy Co | CMS Energy | MI | MISO | surplus | 1402.3 | 0% | 0 | 338.0276 |  | 38.69% | 0 | 314.5976 | 138.7882 |  |  | 1363.3497
Brandon Shores | Coal | Brandon Shores | Riverstone Holdings | MD | PJM | surplus | 1370.2 | 8.399% | 1160258.6316 | 286.4249 |  | 27.35% | 650901.5464 | 246.0956 | 80.756 |  | 1318.4502
Kiamichi Energy Facility | Gas CC | Tenaska Oklahoma I | Tenaska Energy | OK | ERCOT | 0 | 1370 | 24.89% | 1177230.7157 | 271.6813 |  | 48.52% | 559852.3816 | 198.0025 | 145.278 |  |  | 1314.8553
Chalk Point Power | Gas ST | Chalk Point Power | Chalk Point Power | MD | PJM | surplus | 1318 | 0.06577% | 5339.5304 | 130.7521 |  | 27.26% | 2853.9449 | 115.902 | 118.9494 |  | 1298.9893
Jack County | Gas CC | Brazos Electric Power Coop | Brazos Electric Power Coop. | TX | ERCOT | 0 | 1280 | 26.97% | 1159872.0421 | 269.7143 |  | 49.04% | 595338.0967 | 200.8199 | 88.73 |  |  | 1200.7756
Lauderdale | Gas CT | Florida Power & Light Co | NextEra Energy | FL | Southeast | surplus | 1968.3 | 0.004702% | 464.0966 | 138.6801 |  | 17.08% | 6961.6925 | 130.2733 | 83.9166 |  | 1199.1909
CPV Fairview Energy Center | Gas CC | CPV Fairview | CPV Fairview | PA | PJM | surplus | 1197 | 33.41% | 1646790.9702 | 279.6513 |  | 55.47% | 639566.9361 | 175.8672 | 111.0627 |  | 44.3317 | 1125.0724
Barry | Coal | Alabama Power Co | Southern Co. | AL | Southeast | surplus | 1464.5 | 7.739% | 1026910.1849 | 329.8684 |  | 22.88% | 461725.7925 | 243.7133 | 69.4212 |  | 1163.9964
TalenEnergy Montour | Coal | TalenEnergy Montour | Riverstone Holdings | PA | PJM | surplus | 1775.1 | 7.007% | 1145431.4611 | 309.5661 |  | 28.3% | 540000.51 | 254.1994 | 123.3805 |  | 4.8068 | 1149.5093
Canal | Other Fossil | Canal Generating | Canal Generating | MA | ISONE | surplus | 1165 | 0% | 0 | 129.8688 |  | 25.76% | 0 | 113.406 | 112.6506 |  | 1148.0623
Coal Creek | Coal | Rainbow Energy Center | Rainbow Energy Center | ND | MISO | surplus | 1209.6 | 80.5% | 8760448.8063 | 386.0174 |  | 83.09% | 5083212.8033 | 307.6194 | 37.1558 |  |  | 1139.0036
Riverside Generating LLC | Gas CT | Riverside Generating Co | LS Power | KY | PJM | surplus | 1150 | 0.1462% | 9797.7761 | 66.0976 |  | 25.49% | 3775.5911 | 59.8313 | 106.2032 |  | 1130.8091
Allen | Gas CC | Tennessee Valley Authority | Tennessee Valley Authority | TN | Southeast | surplus | 1170.9 | 34% | 1188246.0972 | 274.1939 |  | 50.73% | 730604.9847 | 219.2774 | 128.463 |  | 115.7363 | 1007.561
Gulf Clean Energy Center | Gas ST | Florida Power & Light Co | NextEra Energy | FL | Southeast | surplus | 1228.8 | 0.1094% | 6797.2789 | 115.4234 |  | 25.9% | 2469.2147 | 106.5372 | 79.7517 |  | 1118.9901
Bethlehem Power Plant | Gas CC | Calpine Bethlehem | Energy Capital Partners | PA | PJM | surplus | 1153 | 54.8% | 2368759.9833 | 322.421 |  | 52.85% | 1275828.5823 | 237.8518 | 77.9888 |  | 988.1251 | 124.1392
Muskogee | Gas ST | Oklahoma Gas & Electric Co | OGE Energy | OK | SPP | surplus | 1317 | 8.618% | 605450.7947 | 206.3374 |  | 29.41% | 139652.9817 | 126.0248 | 134.2938 |  |  | 1098.9984
Tenaska Westmoreland Generating Station | Gas CC | DGC Westmoreland | DGC Westmoreland | PA | PJM | surplus | 1134 | 41.37% | 1890282.5703 | 287.7654 |  | 47.88% | 884004.4211 | 196.9525 | 94.535 |  | 588.3483 | 510.2414
Tenaska Georgia Generation Facility | Gas CT | Tenaska Georgia I | Tenaska Energy | GA | Southeast | surplus | 1099.2 | 0.4455% | 24828.6647 | 61.8845 |  | 25.36% | 14657.045 | 57.3737 | 104.8581 |  | 1077.7389
Hay Road | Gas CC | Calpine Mid-Atlantic Generation | Energy Capital Partners | DE | PJM | surplus | 1098.2 | 36.59% | 1552450.0944 | 283.8054 |  | 41.04% | 786877.7898 | 201.7153 | 66.1194 |  | 1056.7582
Aurora | Gas CT | Aurora Generation | LS Power | IL | PJM | surplus | 1086.2 | 1.422% | 72814.32 | 70.2905 |  | 26.87% | 20725.2044 | 60.5079 | 81.6398 |  | 738.929 | 309.8592
E C Gaston | Gas ST | Alabama Power Co | Southern Co. | AL | Southeast | surplus | 1060.8 | 6.948% | 370548.2771 | 275.9166 |  | 28.62% | 115344.506 | 246.4273 | 78.2947 |  | 1046.7398
Barry | Gas CC | Alabama Power Co | Southern Co. | AL | Southeast | surplus | 1844.8 | 44.07% | 2890448.7465 | 462.2206 |  | 38.08% | 1685130.3681 | 337.4819 | 53.3831 |  | 1032.4904
Manatee | Gas CC | Florida Power & Light Co | NextEra Energy | FL | Southeast | surplus | 1224.6 | 51.34% | 2028501.3517 | 494.7377 |  | 55.68% | 1423663.03 | 425.6739 | 49.1694 |  | 1002.7818
Cayuga | Coal | Duke Energy Indiana | Duke Energy | IN | MISO | surplus | 1062 | 25.46% | 2379031.66 | 331.9635 |  | 43.21% | 1068457.9513 | 255.0734 | 43.7027 |  |  | 1000.5143
Oleander Power Project LP | Gas CT | Oleander Holdings | NextEra Energy | FL | Southeast | surplus | 994.4 | 0.008305% | 426.6357 | 55.0702 |  | 28.44% | 25019.5643 | 55.8872 | 94.4453 |  | 982.0534
Moxie Freedom Generation Plant | Gas CC | Moxie Freedom | Moxie Freedom | PA | PJM | surplus | 1058 | 94.57% | 3046187.2346 | 453.0252 |  | 85.48% | 1553169.3823 | 274.247 | 99.507 |  |  | 973.564
Little Gypsy | Gas ST | Entergy Louisiana | Entergy | LA | MISO | replacement | 1250.6 | 0.0446% | 2881.4798 | 32.3722 |  | 14.6% | 1149.1512 | 12.3725 | 33.9423 |  | 959.4307
Hummel Station LLC | Gas CC | Hummel Station | LS Power | PA | PJM | surplus | 1194.4 | 90.37% | 3433844.4804 | 511.1987 |  | 78.81% | 1844924.8272 | 326.5735 | 105.4721 |  |  | 952.0595
Wayne County | Gas CT | Duke Energy Progress - (NC) | Duke Energy | NC | Southeast | surplus | 979.7 | 0.7257% | 37464.8378 | 59.8838 |  | 22.3% | 73505.5112 | 62.0306 | 45.9923 |  | 942.9152
Rolling Hills Generating | Gas CT | Rolling Hills Generating | ArcLight Capital Partners | OH | PJM | surplus | 977.5 | 1.456% | 72124.8208 | 63.0724 |  | 21.76% | 25271.4731 | 55.3441 | 59.0281 |  | 942.9042
Broad River Energy Center | Gas CT | Broad River Energy | Broad River Energy | SC | Southeast | surplus | 985 | 4.254% | 207847.042 | 93.118 |  | 24.81% | 263592.4654 | 99.2025 | 43.6249 |  | 940.784
Rockingham County CT Station | Gas CT | Duke Energy Carolinas | Duke Energy | NC | Southeast | surplus | 977.5 | 3.488% | 175173.8901 | 81.565 |  | 22.19% | 128356.9468 | 77.4655 | 34.4844 |  | 936.0085
Clean Energy Future-Lordstown, LLC | Gas CC | Clean Energy Future-Lordstown | Clean Energy Future | OH | PJM | surplus | 962 | 60.52% | 2050008.2046 | 350.1745 |  | 53.52% | 1126331.7296 | 246.1817 | 61.8367 |  | 924.8219
Rio Nogales Power Project | Gas CC | City of San Antonio - (TX) | City of San Antonio - (TX) | TX | ERCOT | 0 | 940.2 | 19.02% | 599806.4931 | 167.895 |  | 43.06% | 290603.0183 | 126.7792 | 103.4027 |  | 360.2508 | 562.0475
Odessa-Ector Power Plant | Gas CC | LaFrontera Holdings | Vistra | TX | ERCOT | 0 | 1152.8 | 52.29% | 1970878.3213 | 356.9601 |  | 53.96% | 951269.7521 | 245.5983 | 51.8998 |  |  | 921.4245
E C Gaston | Coal | Alabama Power Co | Southern Co. | AL | Southeast | surplus | 952 | 5.14% | 420618.9564 | 275.4618 |  | 23.96% | 201541.2101 | 234.4929 | 51.1121 |  | 918.627
Dahlberg | Gas CT | Southern Power Co | Southern Co. | GA | Southeast | surplus | 919 | 0.002087% | 108.724 | 50.8241 |  | 27.89% | 39.0958 | 46.7807 | 67.5059 |  | 907.6349
J K Smith | Gas CT | East Kentucky Power Coop | East Kentucky Power Coop. | KY | PJM | surplus | 1055 | 4.491% | 288497.3752 | 113.5905 |  | 27.47% | 366810.3177 | 121.0043 | 55.6461 |  | 895.5253
Central Alabama Generating Station | Gas CC | Alabama Power Co | Southern Co. | AL | Southeast | surplus | 927.1 | 87.41% | 2775825.7818 | 445.0731 |  | 77.08% | 1767729.8731 | 343.1662 | 46.0904 |  | 894.5033
Vandolah Power Station | Gas CT | Northern Star Generation Services Co | Northern Star Generation | FL | Southeast | surplus | 728 | 3.128% | 114610.1598 | 60.5258 |  | 28.09% | 26104.6837 | 44.7183 | 76.2831 | 184 | 710.3516
Intercession City | Gas CT | Duke Energy Florida | Duke Energy | FL | Southeast | surplus | 708.6 | 0.06631% | 2914.4566 | 33.3678 |  | 29.45% | 442.2608 | 29.695 | 69.2808 | 179 | 699.7748
V H Braunig | Gas ST | City of San Antonio - (TX) | City of San Antonio - (TX) | TX | ERCOT | 0 | 894 | 0% | 0 | 3.9295 |  | 25.26% | 0 | 3.9295 | 60.5201 |  | 863.6387
Wilkes | Gas ST | Southwestern Electric Power Co | American Electric Power Co. | TX | SPP | surplus | 882 | 0.2099% | 9607.7368 | 47.5972 |  | 27.95% | 607.8596 | 42.4295 | 43.4822 |  | 863.4234
Chouteau | Gas CC | Associated Electric Coop | Associated Electric Coop. | OK | Southeast | surplus | 1069.6 | 73.97% | 2640391.8651 | 398.879 |  | 73.6% | 1512794.7896 | 246.1467 | 60.7538 |  |  | 862.6536
Waterford 1 & 2 | Gas ST | Entergy Louisiana | Entergy | LA | MISO | replacement, surplus | 891 | 0.03972% | 1826.4759 | 31.9083 |  | 18.2% | 825.1463 | 29.5738 | 30.4603 |  | 853.2525
William F Wyman Hybrid | Other Fossil | FPL Energy Wyman | NextEra Energy | ME | ISONE | surplus | 846 | 0% | 0 | 57.6736 |  | 24.74% | 0 | 53.1568 | 77.611 |  | 833.4359
Harquahala Generating Project | Gas CC | New Harquahala Generating Co | Riverstone Holdings | AZ | West | surplus | 1277.1 | 3.654% | 204205.9061 | 145.8281 |  | 21.41% | 115029.368 | 127.4188 | 65.7951 |  | 831.2134
Columbia Energy Center (SC) | Gas CC | Dominion Energy South Carolina | Dominion Energy | SC | Southeast | surplus | 668.5 | 73.13% | 1681824.172 | 292.8422 |  | 75.85% | 1113457.2906 | 222.7604 | 65.3585 | 167 | 659.0218
Fort Myers | Gas CT | Florida Power & Light Co | NextEra Energy | FL | Southeast | surplus | 835.4 | 0.0004917% | 21.4612 | 60.7203 |  | 28.63% | 1134.2407 | 56.8992 | 56.6123 |  | 824.7547
W S Lee | Gas CC | Duke Energy Carolinas | Duke Energy | SC | Southeast | surplus | 846.7 | 79.88% | 2204927.777 | 431.8412 |  | 72.09% | 1439092.2241 | 349.9201 | 29.1896 |  | 809.2506
Williams | Coal | South Carolina Genertg Co | Dominion Energy | SC | Southeast | surplus | 659.7 | 8.519% | 479905.5469 | 207.1613 |  | 30.28% | 333461.4566 | 168.3616 | 58.6975 | 165 | 642.494
Horseshoe Lake | Gas ST | Oklahoma Gas & Electric Co | OGE Energy | OK | SPP | surplus | 826 | 4.136% | 178523.5748 | 76.5475 |  | 24.96% | 45015.0173 | 54.1279 | 57.0178 |  | 807.0695
Audrain Generating Station | Gas CT | Union Electric Co - (MO) | Ameren | MO | MISO | surplus | 814.4 | 12.24% | 541089.6154 | 264.0383 |  | 30.1% | 70894.5536 | 55.8162 | 57.0363 |  | 703.7013 | 99.7023
Ocotillo | Gas CT | Arizona Public Service Co | Pinnacle West Capital | AZ | West | surplus | 915.7 | 4.847% | 207928.7296 | 103.3812 |  | 28.8% | 117998.366 | 87.2711 | 46.0937 |  | 797.4569
McIntosh | Gas CT | Georgia Power Co | Southern Co. | GA | Southeast | surplus | 810.4 | 0.07569% | 4659.4365 | 45.5497 |  | 27.05% | 1306.9048 | 36.5093 | 55.7719 |  | 797.1402
Yates | Gas ST | Georgia Power Co | Southern Co. | GA | Southeast | surplus | 807.4 | 6.364% | 261211.6237 | 96.3612 |  | 29.23% | 118722.7725 | 77.3409 | 57.3479 |  | 796.7658
Washington County Power LLC | Gas CT | Georgia Gulf Generating | Georgia Gulf Generating | GA | Southeast | surplus | 795.6 | 1.089% | 43905.9029 | 49.3301 |  | 27.26% | 17557.8691 | 43.3603 | 74.7876 |  | 784.0738
Magic Valley Generating Station | Gas CC | CalpineMagic Valley | Energy Capital Partners | TX | ERCOT | 0 | 801 | 35.14% | 940075.3809 | 197.5554 |  | 53.67% | 383665.5706 | 127.4769 | 84.5191 |  |  | 782.9566
Mill Creek (SC) | Gas CT | Duke Energy Carolinas | Duke Energy | SC | Southeast | surplus | 799.2 | 0.1716% | 8107.1209 | 51.4938 |  | 22.37% | 4462.147 | 46.2105 | 43.8214 |  | 774.5188
Keys Energy Center | Gas CC | PSEG Keys Energy Center | Public Service Enterprise Group | MD | PJM | surplus | 830.6 | 44.98% | 1123933.9209 | 267.1621 |  | 45.02% | 579527.0583 | 182.7626 | 44.6679 |  | 771.8762
Eddystone Generating Station | Gas ST | Exelon Power | Constellation Energy | PA | PJM | surplus | 782 | 0.1427% | 9702.88 | 79.8582 |  | 26.97% | 2808.8242 | 70.6192 | 75.6397 |  | 770.7034
Troy Energy LLC | Gas CT | LS Power Development | LS Power | OH | PJM | surplus | 795.6 | 1.574% | 61871.3397 | 52.6369 |  | 21.61% | 19656.2948 | 45.517 | 47.604 |  | 765.8691
Renaissance Power Plant | Gas CT | DTE Electric Company | DTE Energy | MI | MISO | surplus | 782 | 6.79% | 270898.8985 | 72.6064 |  | 40.08% | 80682.5731 | 43.8099 | 56.827 |  |  | 765.362
Gerald Andrus | Gas ST | Entergy Mississippi | Entergy | MS | MISO | replacement | 781.4 | 0.008686% | 371.6015 | 27.9207 |  | 28.61% | 85.8697 | 25.861 | 76.2814 |  |  | 764.3846
Ironwood LLC | Gas CC | Helix Ironwood | LS Power | PA | PJM | surplus | 777.6 | 76.09% | 2024550.5811 | 259.7534 |  | 68.05% | 1071443.5314 | 180.7005 | 63.0603 |  | 420.4583 | 332.3411
Greenwood (MI) | Gas ST | DTE Electric Company | DTE Energy | MI | MISO | surplus | 815.4 | 1.223% | 47626.9906 | 78.1322 |  | 38.67% | 12957.0911 | 64.0033 | 207.0867 |  |  | 749.6207
Hamilton Patriot Generation Plant | Gas CC | Hamilton Patriot | Hamilton Patriot | PA | PJM | surplus | 870 | 94.63% | 2529321.9041 | 366.2921 |  | 83.64% | 1402683.334 | 237.8383 | 77.2032 |  |  | 748.552
CPV St Charles Energy Center | Gas CC | CPV Maryland | CPV Maryland | MD | PJM | surplus | 775.3 | 25.02% | 641296.6667 | 180.3579 |  | 34.14% | 295696.7212 | 123.7158 | 43.2068 |  | 746.8528
Bergen Generating Station | Gas CC | Bergen Generating Station | Bergen Generating Station | NJ | PJM | surplus | 1400.8 | 41.74% | 2049240.0278 | 371.7226 |  | 36.94% | 1206336.8379 | 275.3157 | 46.7375 |  | 744.7019
Essential Power Rock Springs LLC | Gas CT | Essential Power Rock Springs | The Carlyle Group | MD | PJM | surplus | 772.6 | 0.7627% | 29402.4422 | 47.4526 |  | 22.77% | 9686.8437 | 42.4969 | 46.6156 |  | 743.8437
Seminole | Gas ST | Oklahoma Gas & Electric Co | OGE Energy | OK | SPP | surplus | 1701 | 8.239% | 715730.8765 | 236.4935 |  | 14.91% | 264256.1261 | 146.5581 | 58.7145 |  | 655.0756 | 84.1227
Calhoun Energy Center | Gas CT | Harbert Power Fund V | Harbert Power Fund V | AL | Southeast | surplus | 748 | 1.663% | 62604.9641 | 51.9372 |  | 25.89% | 15430.161 | 41.5636 | 55.8047 |  | 737.6
Tenaska Lindsay Hill Generating Station | Gas CC | Tenaska Alabama Partners | Tenaska Alabama Partners | AL | Southeast | surplus | 939.4 | 30.35% | 915891.9931 | 209.8185 |  | 40.22% | 625583.0799 | 177.2292 | 48.457 |  | 732.7086
Doswell Energy Center | Gas CC | Doswell Ltd Partnership | LS Power | VA | PJM | surplus | 752 | 12.69% | 383734.7966 | 122.4112 |  | 28.12% | 163780.8978 | 90.0332 | 45.2495 |  | 723.7543
Monroe (MI) | Coal | DTE Electric Company | DTE Energy | MI | MISO | surplus | 3279.6 | 43.28% | 12473392.1757 | 1092.392 |  | 34.57% | 7403990.9727 | 938.191 | 192.5568 |  |  | 713.2193
Greene County | Gas CT | Alabama Power Co | Southern Co. | AL | Southeast | surplus | 720 | 0.2198% | 10441.9069 | 37.0114 |  | 26.4% | 1804.1942 | 31.1746 | 47.9217 |  | 710.3229
Coolidge Generation Station | Gas CT | Salt River Project | Salt River Project | AZ | West | surplus | 726 | 0.4474% | 15528.5341 | 41.4503 |  | 28.97% | 10513.4959 | 39.2503 | 56.7606 |  | 706.2528
Cleveland Cnty Generating Facility | Gas CT | Southern Power Co | Southern Co. | NC | Southeast | surplus | 736 | 5.154% | 186102.5292 | 71.6492 |  | 25.98% | 236898.9419 | 80.0774 | 26.7954 |  | 702.9615
Wise County Power LLC | Gas CC | Wise County Power Company | Vistra | TX | ERCOT | 0 | 821.7 | 33.39% | 929449.3224 | 209.8203 |  | 47.73% | 454253.7645 | 148.9134 | 44.255 |  |  | 701.1289
Hot Spring Generating Facility | Gas CC | Entergy Arkansas | Entergy | AR | MISO | surplus | 714.8 | 25.35% | 613971.9206 | 282.4921 |  | 40.39% | 336955.9298 | 172.6343 | 70.8407 |  | 247.5102 | 453.5479
L V Sutton Combined Cycle | Gas CC | Duke Energy Progress - (NC) | Duke Energy | NC | Southeast | surplus | 730 | 37.55% | 919662.0182 | 267.0279 |  | 35.2% | 395153.8863 | 179.4201 | 25.8835 |  | 697.2308
Emporia Energy Center | Gas CT | Evergy Kansas Central | Evergy | KS | SPP | surplus | 730.2 | 3.216% | 115575.803 | 41.405 |  | 32.44% | 18175.7566 | 24.381 | 43.4949 |  | 208.5149 | 488.3633
University Park North | Gas CT | LSP University Park | LS Power | IL | PJM | surplus | 726 | 0.7859% | 29043.768 | 45.1233 |  | 21.27% | 7629.1565 | 40.1305 | 44.7265 |  | 693.7081
Marshalltown Generating Station | Gas CC | Interstate Power and Light Co | Alliant Energy | IA | MISO | surplus | 705.9 | 78.28% | 1775399.6335 | 232.9254 |  | 82.16% | 895147.0973 | 147.6608 | 46.39 |  |  | 690.0965
Pastoria Energy Facility, LLC | Gas CC | Calpine- Pastoria Energy Center | Energy Capital Partners | CA | CAISO | surplus | 779 | 36.51% | 930363.5113 | 236.0634 |  | 56.1% | 630126.9314 | 196.8567 | 58.4626 |  |  | 688.9534
Holland Energy Facility | Gas CC | Holland Energy | Holland Energy | IL | MISO | surplus | 702.1 | 61.55% | 1472063.6428 | 227.1793 |  | 66.85% | 652576.286 | 138.4839 | 90.5316 |  |  | 686.1866
Edward L. Addison Generating Plant | Gas CT | Southern Power Co | Southern Co. | GA | Southeast | surplus | 701.2 | 0.0673% | 2445.5971 | 39.5596 |  | 24.04% | 1138.7443 | 37.0086 | 40.8135 |  | 678.4339
South Point Energy Center | Gas CC | South Point Energy Center | Energy Capital Partners | AZ | West | surplus | 708 | 34.54% | 903040.8139 | 190.6789 |  | 43.8% | 451299.5362 | 132.7851 | 63.6246 |  | 101.4456 | 575.6072
Edge Moor | Gas ST | Calpine Mid-Atlantic Generation | Energy Capital Partners | DE | PJM | surplus | 697.8 | 0.6456% | 23941.9605 | 73.0881 |  | 23.65% | 7874.7593 | 65.8823 | 45.5592 |  | 675.0629
Vermillion Energy Facility | Gas CT | Duke Energy Indiana | Duke Energy | IN | MISO | surplus | 692 | 0.1093% | 4604.1141 | 34.6252 |  | 38.37% | 1148.5002 | 32.4074 | 63.566 |  |  | 672.502
AL Sandersville LLC | Gas CT | AL Sandersville | AL Sandersville | GA | Southeast | surplus | 692 | 0.7135% | 24309.636 | 42.6066 |  | 25.67% | 11714.292 | 38.5937 | 49.9645 |  | 671.7849
Lawrenceburg Power, LLC | Gas CC | Lightstone Generation | Lightstone Generation | IN | PJM | surplus | 1232 | 65.22% | 2522653.2446 | 457.8974 |  | 59.49% | 1803656.9914 | 360.0181 | 41.5605 |  | 669.6544
Madison | Gas CT | Duke Energy Indiana | Duke Energy | OH | PJM | surplus | 692 | 0.09502% | 4236.7386 | 64.0687 |  | 23.09% | 2026.758 | 58.9675 | 40.4808 |  | 668.9344
Goose Creek Energy Center | Gas CT | Union Electric Co - (MO) | Ameren | IL | MISO | surplus | 684 | 3.117% | 146924.0753 | 59.7162 |  | 41.25% | 17685.0756 | 29.8669 | 55.0527 |  |  | 668.5921
Dell Power Station | Gas CC | Associated Electric Coop | Associated Electric Coop. | AR | Southeast | surplus | 679.1 | 33.49% | 803594.5857 | 158.8477 |  | 47.11% | 454668.931 | 113.5126 | 43.0785 |  | 668.5015
Marshall Energy Facility | Gas CT | Tennessee Valley Authority | Tennessee Valley Authority | KY | Southeast | surplus | 688 | 0.007224% | 285.946 | 34.7776 |  | 23.06% | 253.6381 | 34.2356 | 49.6283 |  | 668.4349
Lincoln Generating Facility | Gas CT | Earthrise Energy, PBC | Earthrise Energy, PBC | IL | PJM | surplus | 692 | 0.03051% | 1184.9296 | 38.7462 |  | 29.02% | 421.2874 | 36.0054 | 46.3027 |  | 337.7136 | 330.3862
Marsh Landing Generating Station | Gas CT | Clearway Energy | Onward Energy | CA | CAISO | surplus | 828 | 0.1469% | 6650.7126 | 49.4278 |  | 27.83% | 5361.8975 | 46.1946 | 60.9363 |  |  | 667.1271
Shady Hills Generating Station | Gas CT | Shady Hills Power Co | General Electric Co. | FL | Southeast | surplus | 541.2 | 2.242% | 61725.3744 | 42.7519 |  | 27.1% | 15111.8289 | 32.5002 | 57.8484 | 135 | 527.6347
Armstrong | Gas CT | Armstrong Power | LS Power | PA | PJM | surplus | 688 | 4.884% | 165255.1514 | 55.1415 |  | 22.9% | 62667.7371 | 45.4578 | 44.8271 |  | 661.4111
Oak Grove (TX) | Coal | Luminant Generation Company | Vistra | TX | ERCOT | 0 | 1795.4 | 24.87% | 3856276.5172 | 452.1299 |  | 27.97% | 2460969.1512 | 376.8633 | 55.3041 |  |  | 661.3726
Tait Electric Generating Station | Gas CT | Kimura Power | Rockland Capital | OH | PJM | surplus | 669.8 | 0.4904% | 20011.2149 | 39.7307 |  | 25.99% | 7345.5637 | 35.5684 | 65.3079 |  | 660.259
Griffith Energy LLC | Gas CC | Griffith Energy | Griffith Energy | AZ | West | surplus | 655 | 35.71% | 807571.9407 | 189.6441 |  | 46.6% | 333266.5536 | 122.3918 | 79.6233 |  |  | 641.2228
Desert Basin | Gas CC | Salt River Project | Salt River Project | AZ | West | surplus | 646.1 | 42.64% | 939931.3392 | 187.8771 |  | 56.61% | 564634.3879 | 144.5246 | 60.6753 |  | 639.5309
Lagoon Creek | Gas CT | Tennessee Valley Authority | Tennessee Valley Authority | TN | Southeast | surplus | 1020.8 | 0.08232% | 4616.5665 | 53.2657 |  | 15.56% | 4234.8995 | 52.6452 | 52.1123 |  | 638.9811
Harding Street | Gas ST | Indianapolis Power & Light Co | AES | IN | MISO | surplus | 663 | 0.4829% | 18073.6262 | 67.6985 |  | 22.26% | 6736.2081 | 61.5841 | 32.1774 |  | 637.9035
Osprey Energy Center Power Plant | Gas CC | Duke Energy Florida | Duke Energy | FL | Southeast | surplus | 644.2 | 8.11% | 177410.3158 | 123.8831 |  | 32.04% | 106806.5881 | 95.1926 | 52.244 |  | 632.8756
Leland Olds | Coal | Basin Electric Power Coop | Basin Electric Power Coop. | ND | SPP | surplus | 656 | 35.13% | 2289198.1861 | 177.9441 |  | 59.76% | 1374348.6548 | 158.2088 | 32.6923 |  |  | 622.5254
Graham | Gas ST | Luminant Generation Company | Vistra | TX | ERCOT | 0 | 634.7 | 0.06041% | 2008.3561 | 38.5379 |  | 42.94% | 744.5463 | 35.112 | 63.7686 |  |  | 620.6959
Decatur Energy Center | Gas CC | Decatur Energy Center | Capital Power | AL | Southeast | surplus | 902.4 | 11.3% | 359247.562 | 122.5617 |  | 25.17% | 264170.1805 | 110.7898 | 49.3396 |  | 615.6393
J Lamar Stall Unit | Gas CC | Southwestern Electric Power Co | American Electric Power Co. | LA | SPP | surplus | 624 | 27.6% | 580414.9398 | 123.4107 |  | 40.96% | 236814.338 | 79.7707 | 39.0963 |  | 615.6132
R M Schahfer | Coal | Northern Indiana Pub Serv Co | NiSource | IN | MISO | replacement | 1943.4 | 0.1389% | 26494.681 | 12.7534 |  | 11% | 11582.1194 | 10.7252 | 30.804 |  |  | 615.4447
Shawville | Gas ST | Shawville Power | Shawville Power | PA | PJM | surplus | 626 | 1.824% | 58241.3367 | 78.8849 |  | 42.34% | 20076.0494 | 66.4626 | 60.0788 |  |  | 611.8986
Hanging Rock Energy Facility | Gas CC | Dynegy Hanging Rock Energy Facility | Vistra | OH | PJM | surplus | 1429.8 | 74.16% | 3508407.7056 | 581.0801 |  | 55.91% | 2187198.6708 | 435.1407 | 37.9836 |  | 610.0013
Cherokee | Gas CC | Public Service Co of Colorado | Xcel Energy | CO | West | surplus | 625.6 | 46.92% | 964337.4388 | 232.7723 |  | 48.88% | 424780.9728 | 148.1721 | 30.7839 |  | 605.7096
Intercession City | Other Fossil | Duke Energy Florida | Duke Energy | FL | Southeast | surplus | 488.7 | 0.002268% | 97.647 | 22.61 |  | 29.46% | 68.7097 | 20.3553 | 47.8424 | 121 | 483.6243
Nelson Energy Center | Gas CC | Invenergy Services | Invenergy | IL | PJM | surplus | 627.5 | 46.43% | 811534.7639 | 192.9429 |  | 57.94% | 361651.9359 | 127.3662 | 55.8615 |  |  | 604.5995
Big Cajun 2 | Gas ST | Louisiana Generating | Cleco | LA | MISO | surplus | 626 | 5.245% | 171436.0255 | 83.0312 |  | 25.87% | 49328.2434 | 66.6341 | 35.3724 |  | 604.0551
Lansing Smith | Gas CC | Florida Power & Light Co | NextEra Energy | FL | Southeast | surplus | 619.7 | 18.6% | 376677.8973 | 132.6705 |  | 36.57% | 243568.5862 | 114.1145 | 30.9593 |  | 601.4975
Kendall County Generation Facility | Gas CC | Dynegy Kendall Energy | Vistra | IL | PJM | surplus | 1256 | 27.9% | 1228379.9008 | 323.3494 |  | 30.3% | 597549.1876 | 217.3947 | 62.614 |  | 127.0034 | 473.0973
West Phoenix | Gas CC | Arizona Public Service Co | Pinnacle West Capital | AZ | West | surplus | 1101.2 | 26.91% | 1116713.8605 | 240.7969 |  | 32.45% | 763016.4328 | 196.7495 | 33.1607 |  | 598.386
Cordova Energy | Gas CC | Cordova Energy Co | Berkshire Hathaway | IL | PJM | surplus | 611.2 | 48.77% | 937832.1871 | 218.8129 |  | 56.2% | 343536.4383 | 120.8764 | 67.6365 |  |  | 598.214
Tenaska Virginia Generating Station | Gas CC | Tenaska Virginia I | Tenaska Energy | VA | PJM | surplus | 1011.4 | 36.69% | 1235640.1944 | 275.7868 |  | 33.87% | 662173.0874 | 192.8388 | 38.7849 |  | 597.6747
H L Culbreath Bayside Power Station | Gas CC | Tampa Electric Co | Emera | FL | Southeast | surplus | 2014.4 | 42.87% | 2953393.8707 | 677.8164 |  | 36.29% | 1907523.3975 | 544.7087 | 43.4459 |  | 597.5989
Sundance | Gas CT | Arizona Public Service Co | Pinnacle West Capital | AZ | West | surplus | 605 | 2.036% | 60589.1982 | 47.4648 |  | 30.83% | 30861.4235 | 39.6968 | 34.958 |  | 592.2546
Emery Station | Gas CC | Interstate Power and Light Co | Alliant Energy | IA | MISO | surplus | 602.8 | 82.79% | 1665748.3311 | 213.1013 |  | 84.6% | 809397.6189 | 134.4805 | 39.8792 |  |  | 588.4393
Robert P Mone Plant | Gas CT | Buckeye Power | Buckeye Power | OH | PJM | surplus | 594 | 0.409% | 12102.604 | 33.0421 |  | 37.52% | 2759.0941 | 30.6913 | 68.7095 |  |  | 580.6195
Harry L. Oswald | Gas CC | Arkansas Electric Coop | Arkansas Electric Coop. | AR | MISO | surplus | 599.5 | 40.29% | 885433.9282 | 148.4058 |  | 43.43% | 396422.2535 | 96.7718 | 30.7777 |  | 477.0628 | 102.6348
PSEG Kearny Generating Station | Gas CT | Kearny Generating Station | Kearny Generating Station | NJ | PJM | surplus | 915.9 | 1.687% | 77300.4133 | 48.3284 |  | 14.83% | 30422.9837 | 40.336 | 36.9559 |  | 578.2504
Zion Energy Center | Gas CT | Zion Energy | Energy Capital Partners | IL | PJM | surplus | 596.7 | 0.1027% | 3304.391 | 33.8841 |  | 21.08% | 1297.8748 | 31.7656 | 34.5882 |  | 574.4018
Jack Watson | Gas ST | Mississippi Power Co | Southern Co. | MS | Southeast | surplus | 1173.6 | 0.3356% | 19738.1844 | 39.6309 |  | 13.72% | 9370.7025 | 34.7869 | 37.6533 |  | 570.2315
Venice | Gas CT | Union Electric Co - (MO) | Ameren | IL | MISO | surplus | 586 | 12.67% | 397602.3392 | 113.4384 |  | 25.82% | 53741.2675 | 35.712 | 36.431 |  | 569.3355
Corpus Christi Energy Center | Gas CC | Corpus Christi Cogeneration | Energy Capital Partners | TX | ERCOT | 0 | 593.3 | 2.62% | 62323.1304 | 70.0124 |  | 34.02% | 22745.7319 | 58.2101 | 56.351 |  |  | 569.2756
Asheville | Gas CC | Duke Energy Progress - (NC) | Duke Energy | NC | Southeast | surplus | 588 | 24.29% | 520042.3833 | 152.0199 |  | 34.1% | 241277.0079 | 107.2565 | 31.8068 |  | 569.2713
Homer City Generating Station | Coal | Homer City Holdings | Homer City Holdings | PA | PJM | surplus | 2012 | 11.76% | 2148392.3162 | 395.0507 |  | 12.67% | 1196714.482 | 350.0012 | 38.1226 |  | 562.3917
Woodsdale | Gas CT | Duke Energy Kentucky | Duke Energy | OH | PJM | surplus | 571.8 | 0.0107% | 471.3072 | 40.0361 |  | 25.84% | 172.2003 | 34.8439 | 41.1231 |  | 561.7129
Greene County | Gas ST | Alabama Power Co | Southern Co. | AL | Southeast | surplus | 568.4 | 6.01% | 169602.3798 | 71.2937 |  | 28.15% | 50437.439 | 49.8807 | 37.7577 |  | 560.3659
Darby Power, LLC | Gas CT | Lightstone Generation | Lightstone Generation | OH | PJM | surplus | 564 | 0.1092% | 4059.0116 | 31.823 |  | 25.71% | 788.8202 | 28.8899 | 55.1859 |  | 555.8001
Gleason Generating Facility | Gas CT | Tennessee Valley Authority | Tennessee Valley Authority | TN | Southeast | surplus | 567.8 | 0.4244% | 11319.5615 | 31.6769 |  | 24.29% | 9529.0111 | 30.8272 | 44.9737 |  | 551.4494
McManus | Other Fossil | Georgia Power Co | Southern Co. | GA | Southeast | surplus | 703.7 | 0.0002113% | 51.1863 | 20.6997 |  | 21.4% | 51.1863 | 18.5086 | 41.435 |  | 547.5406
Thomas C Ferguson | Gas CC | Lower Colorado River Authority | Lower Colorado River Authority | TX | ERCOT | 0 | 574.6 | 50.39% | 906098.7386 | 177.7465 |  | 61.83% | 461007.5483 | 120.873 | 47.7992 |  |  | 544.7097
DeBary | Other Fossil | Duke Energy Florida | Duke Energy | FL | Southeast | surplus | 504.3 | 0.003287% | 151.15 | 18.7828 |  | 25.35% | 70.5979 | 17.1644 | 42.9896 | 111 | 432.3009
Northside Generating Station | Gas ST | JEA | JEA | FL | Southeast | surplus | 563.7 | 22.33% | 638838.1626 | 150.8104 |  | 31.84% | 220432.5476 | 102.7045 | 43.9121 |  | 540.1877
Doswell Energy Center | Gas CT | Doswell Ltd Partnership | LS Power | VA | PJM | surplus | 561 | 1.114% | 33446.4979 | 36.4182 |  | 23.31% | 10222.2012 | 31.8893 | 33.457 |  | 539.9284
Hidalgo Energy Center | Gas CC | Calpine | Energy Capital Partners | TX | ERCOT | 0 | 551.3 | 20.08% | 386224.0318 | 96.9219 |  | 47% | 146216.0486 | 65.7027 | 59.4279 |  |  | 539.5656
Lake Catherine | Gas ST | Entergy Arkansas | Entergy | AR | MISO | replacement | 752 | 0% | 0 | 0.40428 |  | 22.96% | 0 | -0.38784 | 50.9556 |  |  | 539.5656
Herbert A Wagner | Other Fossil | H.A. Wagner | Riverstone Holdings | MD | PJM | surplus | 563.5 | 0.009624% | 566.8744 | 56.8048 |  | 26.49% | 566.8744 | 49.8628 | 52.3464 |  | 539.1101
York Energy Center | Gas CC | Calpine Mid-Merit | Energy Capital Partners | PA | PJM | surplus | 1449.4 | 37.98% | 1928633.7238 | 236.078 |  | 35.93% | 1371925.6766 | 193.318 | 34.0593 |  | 538.8024
Baxter Wilson | Gas ST | Entergy Mississippi | Entergy | MS | MISO | surplus | 1327.6 | 0.2105% | 13631.6325 | 37.7692 |  | 10.4% | 8019.6411 | 35.5959 | 35.8574 |  | 537.675
Croydon CT Generating Station | Other Fossil | Exelon Power | Constellation Energy | PA | PJM | surplus | 546.4 | 0% | 0 | 21.2117 |  | 26.66% | 0 | 19.9927 | 53.3731 |  | 537.0764
Whiting Clean Energy | Gas CC | BP Alternative Energy | BP PLC | IN | MISO | surplus | 576.8 | 39.13% | 934313.9143 | 152.1368 |  | 51.57% | 335062.3394 | 88.0304 | 117.0527 |  |  | 535.3941
Antelope Valley | Coal | Basin Electric Power Coop | Basin Electric Power Coop. | ND | SPP | surplus | 954 | 67.96% | 6184215.8601 | 296.1801 |  | 62.4% | 4074173.433 | 278.5153 | 28.762 |  | 174.8496 | 356.8133
Pawnee | Coal | Public Service Co of Colorado | Xcel Energy | CO | West | surplus | 552.3 | 59.97% | 3096143.446 | 208.8532 |  | 65.56% | 1538695.169 | 184.5944 | 57.3265 |  |  | 528.8189
Bosque County Peaking | Gas CC | Calpine Bosque Energy Center | Energy Capital Partners | TX | ERCOT | 0 | 807 | 48.06% | 1236413.9507 | 243.2452 |  | 49.69% | 684663.8879 | 178.6695 | 27.4312 |  |  | 524.7519
Lamar Power Project | Gas CC | LaFrontera Holdings | Vistra | TX | ERCOT | 0 | 1112.6 | 47.27% | 1736101.2165 | 324.6864 |  | 43.27% | 987967.9337 | 238.1841 | 27.6876 |  |  | 523.8098
Morgan Creek | Gas CT | Luminant Generation Company | Vistra | TX | ERCOT | 0 | 536.4 | 0.001969% | 71.2659 | 29.3641 |  | 46.16% | 67.1855 | 27.1304 | 50.6504 |  |  | 521.971
Lakefield Junction | Gas CT | Great River Energy | Great River Energy | MN | MISO | surplus | 535.8 | 0.7874% | 24970.8105 | 32.9323 |  | 44.81% | 4975.3582 | 27.7046 | 63.9588 |  |  | 521.971
Elgin Energy Center LLC | Gas CT | Elgin Energy Center | The Carlyle Group | IL | PJM | surplus | 540 | 0.09204% | 2773.8667 | 30.5804 |  | 24.09% | 670.6207 | 28.4064 | 38.8159 |  | 420.4583 | 100.6798
Quail Run Energy Center | Gas CC | CER Quail Run Energy Partners | Starwood Energy | TX | ERCOT | 0 | 550.4 | 3.468% | 77617.8191 | 64.0025 |  | 36.39% | 28234.9331 | 51.3865 | 43.5372 |  |  | 520.9854
Powerton | Coal | Midwest Generations EME | NRG Energy | IL | PJM | surplus | 1785.6 | 26.9% | 4890863.7478 | 452.2925 |  | 27.53% | 3171189.9738 | 418.654 | 27.3508 |  |  | 520.0414
Lewis Creek | Gas ST | Entergy Texas | Entergy | TX | MISO | replacement | 542.8 | 0.3455% | 9436.0786 | 25.8025 |  | 18.57% | 4421.5373 | 22.0839 | 19.7596 |  | 518.4561
Valley (CA) | Gas CC | Los Angeles Department of Water & Power | City of Los Angeles | CA | West | surplus | 630 | 30.73% | 652968.3507 | 206.1366 |  | 45.94% | 464591.39 | 167.674 | 41.0379 |  | 267.583 | 248.2693
Cope | Gas ST | Dominion Energy South Carolina | Dominion Energy | SC | Southeast | surplus | 417.3 | 12.43% | 238524.2744 | 130.2997 |  | 33.01% | 155412.5012 | 105.0274 | 38.2838 | 104 | 406.816
Desert Star Energy Center | Gas CC | Desert Star Energy Center SDG&E | Sempra Energy | NV | CAISO | replacement | 537.3 | 0.2492% | 4800.7529 | 11.754 |  | 30.46% | 4800.7529 | 11.754 | 43.8954 |  |  | 510.5467
Louisa Generation Facility | Gas CT | Old Dominion Electric Coop | Old Dominion Electric Coop | VA | PJM | surplus | 509.1 | 0.6461% | 18047.7413 | 30.7258 |  | 28.07% | 4962.3998 | 28.7349 | 40.3997 |  | 499.6871
Lawrence Energy Center | Coal | Evergy Kansas Central | Evergy | KS | SPP | surplus | 566 | 28.41% | 1536743.6389 | 158.1145 |  | 25.71% | 315302.6582 | 100.1759 | 23.6173 |  | 497.581
Rawhide | Gas CT | Platte River Power Authority | Platte River Power Authority | CO | West | surplus | 506.8 | 2.403% | 69365.9357 | 52.4312 |  | 48.37% | 21342.3691 | 31.3774 | 56.1304 |  |  | 494.6018
Marsh Run Generation Facility | Gas CT | Old Dominion Electric Coop | Old Dominion Electric Coop | VA | PJM | surplus | 513.3 | 1.919% | 49453.9968 | 30.6869 |  | 23.23% | 15910.682 | 26.3861 | 25.0684 |  | 493.7313
T H Wharton | Gas CT | NRG Texas Power | NRG Energy | TX | ERCOT | 0 | 526.3 | 0.06845% | 2394.8868 | 29.4202 |  | 23.24% | 2370.9727 | 28.0168 | 27.7698 |  | 492.1216
Wheatland Generating Facility | Gas CT | Duke Energy Indiana | Duke Energy | IN | MISO | surplus | 500.4 | 0.05664% | 1723.6475 | 19.4072 |  | 29.17% | 278.5401 | 18.3568 | 35.9697 |  | 387.1232 | 104.5897
Jones | Gas ST | Southwestern Public Service Co | Xcel Energy | TX | SPP | replacement | 495 | 0.5915% | 14905.3344 | 17.3834 |  | 32.33% | 4842.536 | 13.3138 | 20.0453 |  | 486.6982
Cape Canaveral | Gas CC | Florida Power & Light Co | NextEra Energy | FL | Southeast | surplus | 1295 | 60.45% | 2301706.2949 | 525.5282 |  | 57.41% | 1854133.8093 | 486.6798 | 25.0547 |  | 484.7187
Walton County Power, LLC | Gas CT | Walton County Power | Walton County Power | GA | Southeast | surplus | 494.1 | 2.093% | 50121.7133 | 23.9957 |  | 25.26% | 28440.8023 | 20.8363 | 33.8531 |  | 479.7497
Big Bend | Coal | Tampa Electric Co | Emera | FL | Southeast | surplus | 931.5 | 7.3% | 636257.683 | 119.9063 |  | 19.31% | 419042.8546 | 103.5305 | 41.6001 |  | 478.0815
Northeast (MO) | Other Fossil | Evergy Metro | Evergy | MO | SPP | surplus | 490.2 | 0.09096% | 6959.5806 | 14.1702 |  | 22.64% | 1728.8731 | 13.1066 | 26.2032 |  | 473.8198
Colbert | Gas CT | Tennessee Valley Authority | Tennessee Valley Authority | AL | Southeast | surplus | 476 | 0.000951% | 29.3781 | 24.1756 |  | 24.02% | 23.0142 | 23.7946 | 34.6605 |  | 466.8355
Clinch River | Gas ST | Appalachian Power Co | American Electric Power Co. | VA | PJM | surplus | 475 | 0.1994% | 4984.3868 | 32.608 |  | 30.18% | 1496.3453 | 29.1397 | 40.9309 |  | 225.6969 | 240.4586
Turkey Point | Gas CC | Florida Power & Light Co | NextEra Energy | FL | Southeast | surplus | 1224 | 59.63% | 2250233.6641 | 511.2687 |  | 56.44% | 1734814.158 | 457.8418 | 32.4009 |  | 465.8585
Wolf Hollow II | Gas CC | Exelon Power | Constellation Energy | TX | ERCOT | 0 | 1231.2 | 42.27% | 1674044.5187 | 349.0839 |  | 40.62% | 1059109.0116 | 273.6403 | 30.7035 |  |  | 465.1702
Northeastern | Gas ST | Public Service Co of Oklahoma | American Electric Power Co. | OK | SPP | surplus | 473 | 0.4952% | 12313.7234 | 28.5627 |  | 25.66% | 785.0542 | 24.7243 | 27.2767 |  | 460.0275
Maine Independence Station | Gas CC | Casco Bay Energy Co | Vistra | ME | ISONE | surplus | 550.2 | 25.4% | 484671.8598 | 130.1791 |  | 41.75% | 214012.184 | 88.9749 | 53.8976 |  |  | 459.4127
Pleasant Valley (MN) | Gas CT | Great River Energy | Great River Energy | MN | MISO | surplus | 467.8 | 1.334% | 33958.1048 | 29.2737 |  | 44.4% | 8225.024 | 24.9661 | 56.124 |  |  | 457.4578
Mustang Station Unit 4 | Gas CT | Golden Spread Electric Cooperative | Golden Spread Electric Cooperative | TX | SPP | surplus | 472.1 | 10.72% | 259280.1259 | 42.6548 |  | 36.48% | 114178.9182 | 33.7238 | 30.5265 |  | 252.4977 | 204.5286
Nichols | Gas ST | Southwestern Public Service Co | Xcel Energy | TX | SPP | replacement, surplus | 474.7 | 0.9444% | 24777.0334 | 13.0064 |  | 43.65% | 15604.4723 | 10.879 | 39.0872 |  | 76.212 | 380.4642
Stanton Energy Center | Coal | Orlando Utilities Comm | Orlando Utilities Commision | FL | Southeast | surplus | 929 | 8.904% | 727483.9745 | 159.1695 |  | 18.01% | 338731.1949 | 116.6142 | 39.8448 |  | 455.9849
O W Sommers | Gas ST | City of San Antonio - (TX) | City of San Antonio - (TX) | TX | ERCOT | 0 | 892 | 0% | 0 | 15.7643 |  | 15.62% | 0 | 14.854 | 37.4475 |  | 228.9512 | 226.5426
Mustang | Gas CT | Oklahoma Gas & Electric Co | OGE Energy | OK | SPP | surplus | 462 | 18.43% | 390650.6969 | 106.7505 |  | 40.61% | 314345.5039 | 85.1397 | 32.6973 |  | 455.0513
Chalk Point Power | Gas CT | Chalk Point Power | Chalk Point Power | MD | PJM | surplus | 456 | 0.02616% | 1106.6435 | 24.8791 |  | 27.24% | 557.2189 | 22.4771 | 41.154 |  | 449.4227
Haynes | Gas ST | Los Angeles Department of Water & Power | City of Los Angeles | CA | West | surplus | 1606 | 0.01599% | 1403.4001 | 43.1798 |  | 8.121% | 1269.7346 | 42.3073 | 33.1393 |  | 448.2621
Brownsville Peaking Power | Gas CT | Tennessee Valley Authority | Tennessee Valley Authority | TN | Southeast | surplus | 460 | 0.2076% | 4961.5846 | 24.5965 |  | 24.11% | 4174.1012 | 24.1294 | 36.4866 |  | 447.384
Alpine Power Plant | Gas CT | Wolverine Power Supply Coop | Wolverine Power Supply Coop | MI | MISO | surplus | 453.8 | 4.477% | 103877.0561 | 44.1623 |  | 39.5% | 25935.4825 | 26.3284 | 45.3214 |  | 3.9406 | 439.8632
Raccoon Creek Energy Center | Gas CT | Union Electric Co - (MO) | Ameren | IL | MISO | surplus | 456 | 7.259% | 204471.6835 | 87.0799 |  | 26.91% | 20535.3353 | 26.4911 | 35.7045 |  | 344.9046 | 96.55
Big Bend | Gas CC | Tampa Electric Co | Emera | FL | Southeast | surplus | 1241.1 | 99.67% | 3657640.6062 | 662.8267 |  | 83.86% | 2699826.837 | 523.8862 | 32.1862 |  | 440.5276
Big Stone | Coal | Otter Tail Power Co | Otter Tail | SD | MISO | surplus | 450 | 49.74% | 2021413.4357 | 158.5228 |  | 72.63% | 1034622.5562 | 125.2498 | 31.2425 |  |  | 439.8632
Coyote | Coal | Otter Tail Power Co | Otter Tail | ND | MISO | surplus | 450 | 53.5% | 2335918.2471 | 155.9997 |  | 69.15% | 1105517.2317 | 116.5136 | 33.9463 |  |  | 439.8632
Permian Basin | Gas CT | Luminant Generation Company | Vistra | TX | ERCOT | 0 | 447 | 0.004178% | 121.9587 | 24.5729 |  | 40.48% | 93.4244 | 22.6917 | 47.8445 |  |  | 434.9759
Rush Island | Coal | Union Electric Co - (MO) | Ameren | MO | MISO | surplus | 1242 | 67.32% | 7248526.3 | 370.168 |  | 41.29% | 3151086.5217 | 318.24 | 51.0608 |  |  | 428.2612
Middletown | Other Fossil | Middletown Power | NRG Energy | CT | ISONE | surplus | 433.4 | 0.01377% | 648.1203 | 31.2774 |  | 24.86% | 227.9891 | 28.7218 | 41.7484 |  | 426.2035
Barney M Davis | Gas CC | Talen Texas | Riverstone Holdings | TX | ERCOT | 0 | 730.2 | 34.82% | 752635.9168 | 162.4158 |  | 43.85% | 479432.3671 | 129.2681 | 42.5196 |  |  | 418.4616
Greens Bayou | Gas CT | NRG Texas Power | NRG Energy | TX | ERCOT | 0 | 432 | 0.001066% | 32.3134 | 23.7056 |  | 23.88% | 0 | 22.5406 | 23.5587 |  | 416.8559
Sayreville Cogeneration Facility | Gas CC | Vistra | Vistra | NJ | PJM | surplus | 430.2 | 29.51% | 478078.3118 | 101.4542 |  | 36.23% | 235938.5469 | 70.6338 | 26.4389 |  | 413.7233
Bacliff | Gas CT | PHR Holdings | Rockland Capital | TX | ERCOT | 0 | 427.2 | 0.007126% | 190.8333 | 23.5106 |  | 23.83% | 89.3621 | 22.3241 | 23.2017 |  | 411.0663
Asheville | Gas CT | Duke Energy Progress - (NC) | Duke Energy | NC | Southeast | surplus | 423.5 | 1.385% | 29105.3754 | 27.8864 |  | 23.15% | 16804.815 | 23.6049 | 23.7568 |  | 410.495
Sioux | Coal | Union Electric Co - (MO) | Ameren | MO | MISO | replacement | 1099.4 | 6.468% | 689965.3596 | 86.5549 |  | 14.84% | 190566.589 | 64.3903 | 52.1295 |  |  | 410.0983
Gregory Power Plant | Gas CC | Gregory Power Partners | NRG Energy | TX | ERCOT | 0 | 432 | 2.677% | 48252.232 | 45.2529 |  | 32.21% | 17721.2784 | 37.5894 | 37.2847 |  |  | 409.9557
Montville Station | Other Fossil | NRG Montville Operations | NRG Energy | CT | ISONE | surplus | 420.3 | 0.02083% | 1053.4649 | 31.7634 |  | 24.88% | 596.2147 | 29.2046 | 38.4527 |  | 408.9664
West Lorain | Gas CT | Vermillion Power | Starwood Energy | OH | PJM | surplus | 425 | 0.1677% | 4234.1532 | 24.1491 |  | 20.86% | 2188.7961 | 22.6856 | 27.2416 |  | 408.5871
Lower Mount Bethel Energy | Gas CC | Lower Mount Bethel Project Company | Lower Mount Bethel Project Company | PA | PJM | surplus | 651.6 | 77.99% | 1712012.8402 | 229.2198 |  | 64.79% | 1106261.3917 | 177.1719 | 24.356 |  | 407.9504
Treasure Coast Energy Center | Gas CC | Florida Municipal Power Agency | Florida Municipal Power Agency | FL | Southeast | surplus | 411.4 | 69.23% | 951137.98 | 178.2883 |  | 67.82% | 545386.9608 | 126.36 | 34.3591 |  | 405.3163
Southeast Chicago Energy Project | Gas CT | Exelon Power | Constellation Energy | IL | PJM | surplus | 407.2 | 0% | 0 | 22.4909 |  | 25.41% | 0 | 20.7037 | 38.8615 |  | 402.0682
Rocky Road Power LLC | Gas CT | Rocky Road Power | The Carlyle Group | IL | PJM | surplus | 415.5 | 0.03732% | 875.7239 | 23.2807 |  | 20.99% | 268.0629 | 21.9732 | 25.9411 |  | 400.2532
Commonwealth Chesapeake | Other Fossil | Tyr Energy | Itochu | VA | PJM | surplus | 402.5 | 0% | 0 | 15.6356 |  | 27.91% | 0 | 14.7352 | 38.7349 |  | 399.2837
Angus Anson | Gas CT | Northern States Power Co - Minnesota | Xcel Energy | SD | MISO | replacement, surplus | 405.7 | 2.152% | 49367.1076 | 15.8876 |  | 45.13% | 13353.8925 | 13.5244 | 27.059 |  |  | 396.8544
Newington | Gas ST | Granite Shore Power | Granite Shore Power | NH | ISONE | surplus | 414 | 0.04152% | 1111.8287 | 41.1618 |  | 19.53% | 831.2566 | 38.3453 | 22.9584 |  | 396.453
Richland | Gas CT | Richland-Stryker Generation | Vistra | OH | PJM | surplus | 435 | 0.5904% | 16129.8709 | 29.1279 |  | 35.2% | 9568.4533 | 26.131 | 48.804 |  |  | 395.8769
Washington Parish Energy Center | Gas CT | Entergy Louisiana | Entergy | LA | MISO | surplus | 399.6 | 0.04962% | 1093.9019 | 24.2121 |  | 25.07% | 384.1244 | 19.2912 | 24.6889 |  | 394.6239
Red Hawk | Gas CC | Arizona Public Service Co | Pinnacle West Capital | AZ | West | surplus | 1140.3 | 48.73% | 1930010.7411 | 351.4929 |  | 37.95% | 1138012.7932 | 262.3428 | 21.326 |  | 391.3357
West Gardner | Gas CT | Evergy Metro | Evergy | KS | SPP | surplus | 408 | 1.454% | 36624.6345 | 16.7254 |  | 27.52% | 64920.0226 | 17.8765 | 18.6039 |  | 294.5064 | 96.0946
San Miguel | Coal | San Miguel Electric Coop | San Miguel Electric Coop | TX | ERCOT | 0 | 410 | 3.073% | 135696.01 | 52.0318 |  | 33.82% | 83114.9202 | 48.3816 | 26.3148 |  |  | 389.0784
Lawrence County Station | Gas CT | Hoosier Energy R E C | Hoosier Energy Rural Electric Coop. | IN | MISO | surplus | 402 | 4.411% | 91653.0161 | 30.3913 |  | 24.44% | 42175.7139 | 24.2808 | 21.5107 |  | 386.9005
Agua Fria | Gas ST | Salt River Project | Salt River Project | AZ | West | surplus | 390.4 | 0.008322% | 172.0445 | 34.0903 |  | 31.04% | 159.862 | 33.6454 | 36.6631 |  | 386.4862
DeBary | Gas CT | Duke Energy Florida | Duke Energy | FL | Southeast | surplus | 310.5 | 0.02484% | 494.9693 | 13.5057 |  | 29.24% | 38.4794 | 12.1959 | 30.5787 | 78 | 307.9404
Midlothian Energy Facility | Gas CC | Midlothian Energy | Vistra | TX | ERCOT | 0 | 1734 | 14.68% | 905575.0982 | 286.4456 |  | 16.05% | 497215.5097 | 223.7402 | 27.3252 |  |  | 384.2248
Blue Spruce Energy Center | Gas CT | Public Service Co of Colorado | Xcel Energy | CO | West | surplus | 397.8 | 2.64% | 58542.3338 | 40.814 |  | 27.8% | 25800.2841 | 31.2044 | 13.4134 |  | 382.8582
Southwestern | Gas ST | Public Service Co of Oklahoma | American Electric Power Co. | OK | SPP | replacement, surplus | 483 | 0.4747% | 13157.5628 | 20.9413 |  | 33.78% | 1070.0358 | 18.3754 | 30.842 |  | 82.194 | 300.1652
MPC Generating | Gas CT | MPC Generating | MPC Generating | GA | Southeast | surplus | 386.1 | 0.0147% | 305.5667 | 21.2825 |  | 27.96% | 104.938 | 19.554 | 37.0462 |  | 380.812
PSEG Linden Generating Station | Gas CT | PSEG Fossil | Public Service Enterprise Group | NJ | PJM | surplus | 402.9 | 0.3035% | 8385.4379 | 24.0751 |  | 25.15% | 2552.8195 | 21.3974 | 36.6588 |  | 378.4171
Cherokee | Gas ST | Public Service Co of Colorado | Xcel Energy | CO | West | replacement | 380.8 | 0.01242% | 248.4524 | 5.0429 |  | 32.44% | 168.9835 | 2.4728 | 23.4884 |  | 375.448
Greenland Energy Center | Gas CT | JEA | JEA | FL | Southeast | surplus | 380.8 | 6.131% | 118811.6644 | 43.3111 |  | 26.87% | 7247.8816 | 22.5397 | 34.933 |  | 375.0556
Concord | Gas CT | Wisconsin Electric Power Co | WEC Energy Group | WI | MISO | surplus | 381.6 | 0.1366% | 3397.4637 | 22.0213 |  | 30.08% | 708.001 | 21.6681 | 27.9211 |  | 280.8564 | 92.86
Empire Energy Center | Gas CT | Empire District Electric Co | Algonquin Power & Utilities | MO | SPP | replacement, surplus | 379 | 3.349% | 80203.3409 | 35.5957 |  | 28.8% | 34143.8306 | 21.4697 | 23.9382 |  | 371.0249
NAEA Ocean Peaking Power LLC | Gas CT | NAEA Ocean Peaking Power | The Carlyle Group | NJ | PJM | surplus | 383 | 3.16% | 59989.2534 | 29.6703 |  | 28.05% | 20776.836 | 23.6318 | 29.0756 |  | 254.969 | 115.3419
McMeekin | Gas ST | Dominion Energy South Carolina | Dominion Energy | SC | Southeast | surplus | 293.6 | 7.489% | 106337.3985 | 53.7259 |  | 32.09% | 65486.1395 | 42.4452 | 28.8338 | 74 | 290.0485
Cedar Bayou | Gas ST | NRG Texas Power | NRG Energy | TX | ERCOT | 0 | 2295 | 0.09017% | 10755.7456 | 102.9291 |  | 4.666% | 4370.803 | 97.7683 | 24.4657 |  |  | 363.6521
Sanford | Gas CC | Florida Power & Light Co | NextEra Energy | FL | Southeast | surplus | 2377.8 | 10.43% | 842721.7256 | 496.1423 |  | 11.01% | 602428.5766 | 472.7912 | 18.2096 |  | 363.2306
Kemper County | Gas CT | Tennessee Valley Authority | Tennessee Valley Authority | MS | Southeast | surplus | 372 | 0.1393% | 2812.3208 | 19.6462 |  | 24.96% | 2325.6121 | 19.2617 | 26.8868 |  | 362.133
Marcus Hook Energy LP | Gas CC | Starwood Energy Group Global | Starwood Energy Group Global | PA | PJM | surplus | 836.1 | 73.52% | 2132576.0824 | 302.0306 |  | 56.22% | 1335537.5891 | 230.5175 | 21.0144 |  | 361.7673
Jones | Gas CT | Southwestern Public Service Co | Xcel Energy | TX | SPP | surplus | 365.4 | 14.07% | 244295.9487 | 51.2338 |  | 38.01% | 113132.6941 | 36.6365 | 16.6192 |  | 357.4179
R W Miller | Gas ST | Brazos Electric Power Coop | Brazos Electric Power Coop. | TX | ERCOT | 0 | 366 | 0.01226% | 255.8589 | 29.9773 |  | 40.53% | 100.8093 | 29.4187 | 34.0874 |  | 63.7586 | 293.2422
Paris (WI) | Gas CT | Wisconsin Electric Power Co | WEC Energy Group | WI | MISO | surplus | 381.6 | 1.033% | 25620.1426 | 27.0142 |  | 39.67% | 5407.8613 | 24.8339 | 111.5811 |  | 21.1672 | 335.1286
Gordon Evans Energy Center | Gas CT | Evergy Kansas South | Evergy | KS | SPP | surplus | 375.1 | 2.088% | 40406.3295 | 25.8989 |  | 38.2% | 6062.6771 | 17.2039 | 21.9596 |  |  | 354.9154
Wolf Hollow I LP | Gas CC | Wolf Hollow I Power | Wolf Hollow I Power | TX | ERCOT | 0 | 788.4 | 33.68% | 896954.2754 | 192.9065 |  | 35.28% | 505217.8729 | 142.64 | 29.5298 |  |  | 352.0685
Calcasieu | Gas CT | Entergy Louisiana | Entergy | LA | MISO | surplus | 358.8 | 0.009079% | 171.7217 | 21.8801 |  | 27.9% | 46.7337 | 17.0899 | 34.0229 |  | 52.2877 | 299.107
Ector County Energy Center | Gas CT | Ector County Generation | Ector County Generation | TX | ERCOT | 0 | 358.8 | 0.04335% | 808.0936 | 20.0093 |  | 40.96% | 255.3139 | 18.2912 | 38.4913 |  |  | 350.9131
Crete Energy Venture LLC | Gas CT | Earthrise Energy, PBC | Earthrise Energy, PBC | IL | PJM | surplus | 356 | 0.006459% | 147.0802 | 19.8312 |  | 37.4% | 104.36 | 18.1947 | 28.5003 |  |  | 347.9807
DeCordova Steam Electric Station | Gas CT | DeCordova Power Company | Vistra | TX | ERCOT | 0 | 357.6 | 0.00442% | 106.9467 | 19.6489 |  | 37.26% | 75.2432 | 18.146 | 40.652 |  |  | 347.7242
Garrison Energy Center LLC | Gas CC | Cobalt Power | Cobalt Power | DE | PJM | surplus | 361 | 51.59% | 615108.0597 | 123.783 |  | 51.59% | 343559.1907 | 86.7037 | 19.9331 |  | 347.4405
Herbert A Wagner | Coal | H.A. Wagner | Riverstone Holdings | MD | PJM | surplus | 495 | 3.349% | 159811.7729 | 59.1099 |  | 18.37% | 93039.1155 | 51.9234 | 20.272 |  | 345.5157
Knox Lee | Gas ST | Southwestern Electric Power Co | American Electric Power Co. | TX | SPP | surplus | 501 | 0.6346% | 20249.9117 | 42.5574 |  | 20.51% | 13589.0334 | 35.4156 | 18.815 |  | 344.738
Barney M Davis | Gas ST | Talen Texas | Riverstone Holdings | TX | ERCOT | 0 | 352 | 0.008082% | 162.5677 | 20.9499 |  | 36.91% | 29.4617 | 19.3105 | 39.2955 |  |  | 344.0708
Harry D Mattison Gas Plant | Gas CT | Southwestern Electric Power Co | American Electric Power Co. | AR | SPP | surplus | 349 | 0.001177% | 24.2663 | 19.4679 |  | 28.38% | 6.2206 | 16.5921 | 24.6745 |  | 343.1615
Nueces Bay | Gas CC | Talen Texas | Riverstone Holdings | TX | ERCOT | 0 | 730.2 | 36.65% | 744683.4241 | 161.6231 |  | 42.72% | 507638.4845 | 132.8402 | 39.1839 |  |  | 343.0933
Dean | Gas CT | DTE Electric Company | DTE Energy | MI | MISO | surplus | 357.6 | 1.302% | 25582.4594 | 30.7707 |  | 21.62% | 5731.5239 | 22.8401 | 15.3591 |  | 342.2418
University Park South | Gas CT | University Park Energy | LS Power | IL | PJM | surplus | 353.4 | 0.4476% | 8298.883 | 21.0729 |  | 21.18% | 2066.9473 | 19.1766 | 22.0952 |  | 340.6001
Big Sandy Peaker Plant | Gas CT | Middle River Power II | Middle River Power II | WV | PJM | surplus | 353.4 | 0.878% | 16288.4079 | 23.2474 |  | 21.76% | 5734.0044 | 20.5019 | 20.9255 |  | 340.6001
Middletown | Gas ST | Middletown Power | NRG Energy | CT | ISONE | surplus | 353 | 0.03503% | 744.8307 | 33.7664 |  | 19.69% | 289.0306 | 31.503 | 19.4899 |  | 338.0385
Indian River Plant | Gas CT | Orlando Utilities Comm | Orlando Utilities Commision | FL | Southeast | surplus | 342.8 | 0.4057% | 12911.3216 | 21.1248 |  | 28.8% | 2745.958 | 18.5489 | 32.0658 |  | 337.55
Urquhart | Gas CC | Dominion Energy South Carolina | Dominion Energy | SC | Southeast | surplus | 547.8 | 44.16% | 893323.7766 | 200.074 |  | 41.91% | 598634.1082 | 152.5425 | 32.356 | 69 | 266.7324
South Harper | Gas CT | Evergy Missouri West | Evergy | MO | SPP | surplus | 351 | 1.306% | 26694.4635 | 24.9138 |  | 27.14% | 44468.1715 | 25.3624 | 15.3724 |  | 225.2108 | 110.2262
New Castle Plant | Gas ST | New Castle Power | New Castle Power | PA | PJM | surplus | 348 | 4.28% | 82923.6911 | 53.0275 |  | 22.02% | 33862.7627 | 50.15 | 22.6781 |  | 334.551
Sheboygan Falls | Gas CT | Sheboygan Power | Alliant Energy | WI | MISO | surplus | 346.8 | 10.2% | 183885.2026 | 45.1758 |  | 42.92% | 53714.9962 | 26.704 | 66.4501 |  | 32.5099 | 299.3203
Plant X | Gas ST | Southwestern Public Service Co | Xcel Energy | TX | SPP | replacement, surplus | 434.4 | 0.9372% | 24651.732 | 13.8558 |  | 26.48% | 10725.4848 | 10.8789 | 16.3086 |  | 331.1187
Anson County Generation Facility | Gas CT | North Carolina El Member | North Carolina Electric Membershipration | NC | Southeast | surplus | 343.8 | 0.8143% | 14079.7435 | 21.5613 |  | 22.18% | 6109.2895 | 19.4595 | 22.9029 |  | 331.1068
Hamlet Generating Facility | Gas CT | North Carolina El Member | North Carolina Electric Membershipration | NC | Southeast | surplus | 343.8 | 0.08831% | 1582.2301 | 17.9734 |  | 21.9% | 769.2481 | 17.4046 | 22.8996 |  | 331.1068
Pleasants Energy LLC | Gas CT | Luminant Generation Company | Vistra | WV | PJM | surplus | 344 | 3.102% | 51041.4087 | 25.7285 |  | 22.44% | 19613.1213 | 21.3077 | 20.664 |  | 330.9786
Tulsa | Gas ST | Public Service Co of Oklahoma | American Electric Power Co. | OK | SPP | surplus | 435 | 0.0809% | 2271.8775 | 32.4515 |  | 20.19% | 162.9158 | 28.9382 | 21.1582 |  | 330.6751
Georgetown | Gas CT | Indianapolis Power & Light Co | AES | IN | MISO | surplus | 340 | 0.2178% | 4410.7836 | 16.9457 |  | 22.11% | 892.6491 | 15.8378 | 18.8791 |  | 327.13
Blue Lake | Gas CT | Northern States Power Co - Minnesota | Xcel Energy | MN | MISO | surplus | 332.6 | 0.701% | 11649.1559 | 17.6122 |  | 26.9% | 2186.9322 | 15.3343 | 23.3095 |  | 327.0694
Johnsonville | Gas CT | Tennessee Valley Authority | Tennessee Valley Authority | TN | Southeast | surplus | 1426 | 0.001282% | 169.6272 | 21.1318 |  | 5.656% | 161.3889 | 20.7516 | 26.6511 |  | 326.7849
Brunot Island | Gas CC | Brunot Island Power | Brunot Island Power | PA | PJM | surplus | 339.9 | 14.54% | 251077.1258 | 51.8885 |  | 27.42% | 119516.6353 | 40.6656 | 22.0916 |  | 325.8988
R S Nelson | Coal | Entergy Louisiana | Entergy | LA | MISO | surplus | 614.6 | 22.57% | 1393200.2321 | 131.0312 |  | 30.06% | 1009644.9133 | 114.4137 | 24.8039 |  | 101.3955 | 223.8415
Potomac Energy Center, LLC | Gas CC | Potomac Energy Center | Potomac Energy Center | VA | PJM | surplus | 812 | 56.18% | 1479655.7827 | 287.5956 |  | 45.19% | 938210.7029 | 213.2596 | 18.9097 |  | 325.2057
Panda Sherman Power Station | Gas CC | PPG - O&M Panda Sherman Power | Panda Power Funds | TX | ERCOT | 0 | 803.2 | 41.92% | 1122544.7676 | 221.7909 |  | 38.08% | 643068.8193 | 162.6671 | 20.2511 |  |  | 322.8932
Perryman | Gas CT | Constellation Power Source Gen | Constellation Energy | MD | PJM | surplus | 333 | 0.5967% | 10079.1252 | 20.1782 |  | 22.72% | 3402.8722 | 17.9523 | 20.0736 |  | 320.4922
Arvah B Hopkins | Gas CC | City of Tallahassee - (FL) | City of Tallahassee - (FL) | FL | Southeast | surplus | 458.1 | 58.65% | 981535.4619 | 192.6059 |  | 55.29% | 672509.661 | 152.8511 | 24.3783 | 65 | 252.1302
Spring Creek Energy Center | Gas CT | Evergy Kansas Central | Evergy | OK | SPP | surplus | 338 | 1.876% | 37879.618 | 14.2851 |  | 38.84% | 49634.7276 | 14.9309 | 11.2656 |  |  | 316.5469
Mid-Georgia Cogeneration Facility | Gas CC | Mid-Georgia Cogen | Mid-Georgia Cogen | GA | Southeast | surplus | 323 | 36.75% | 470097.831 | 90.5467 |  | 45.92% | 252321.4278 | 66.8226 | 31.9688 |  | 316.2553
Canal | Gas CT | Canal 3 Generating | Canal 3 Generating | MA | ISONE | surplus | 330 | 0.4169% | 5649.4807 | 19.8261 |  | 20.11% | 2367.542 | 18.3612 | 18.069 |  | 316.0133
Harding Street | Gas CT | Indianapolis Power & Light Co | AES | IN | MISO | surplus | 327 | 0.4562% | 8646.4109 | 17.2461 |  | 22.25% | 3236.724 | 14.7288 | 15.2316 |  | 314.6221
Dickerson Power | Gas CT | Dickerson Power | Dickerson Power | MD | PJM | surplus | 326 | 0.2944% | 5095.7854 | 18.8639 |  | 22.73% | 1845.3479 | 17.4413 | 18.0966 |  | 313.66
Sumpter | Gas CT | Wolverine Power Supply Coop | Wolverine Power Supply Coop | MI | MISO | surplus | 340 | 1.644% | 33626.0433 | 23.7421 |  | 37.58% | 10107.919 | 19.0823 | 72.1702 |  |  | 311.6897
Holden | Gas CT | Associated Electric Coop | Associated Electric Coop. | MO | Southeast | surplus | 321.3 | 0.7188% | 13166.1055 | 18.44 |  | 29.58% | 10032.5887 | 18.2649 | 19.1736 |  | 209.8345 | 101.6573
John P Madgett | Coal | Dairyland Power Coop | Dairyland Power Coop. | WI | MISO | surplus | 387 | 21.98% | 829386.7984 | 99.6048 |  | 36.59% | 330404.6521 | 72.7541 | 16.8128 |  |  | 309.0134
Nodaway | Gas CT | Associated Electric Coop | Associated Electric Coop. | MO | Southeast | surplus | 315.6 | 0.0227% | 396.5227 | 15.7955 |  | 42.97% | 322.9985 | 16.0827 | 26.6504 |  |  | 308.8817
Arlington Valley Energy Facility | Gas CC | Arlington Valley | Capital Power | AZ | West | surplus | 713 | 50.05% | 1201306.7606 | 244.8176 |  | 41.37% | 711781.7379 | 184.1197 | 20.4346 |  | 308.5906
Wilson | Other Fossil | Georgia Power Co | Southern Co. | GA | Southeast | surplus | 317.6 | 0% | 32.0484 | 12.2761 |  | 26.85% | 32.0484 | 10.9254 | 21.4252 |  | 307.8066
Darlington County | Gas CT | Duke Energy Progress - (NC) | Duke Energy | SC | Southeast | surplus | 583.2 | 0.09559% | 5060.8262 | 23.1139 |  | 12.4% | 6204.4367 | 21.3372 | 18.0917 |  | 306.2644
Major Oak Power | Coal | Major Oak Power | The Blackstone Group | TX | ERCOT | 0 | 349.2 | 12% | 412761.795 | 79.2281 |  | 35.43% | 229771.0215 | 65.5758 | 28.6412 |  |  | 304.6199
Calumet Energy Team LLC | Gas CT | Engie North America | ENGIE SA | IL | PJM | surplus | 312.8 | 0.2737% | 4445.3663 | 18.2211 |  | 21.14% | 1056.2283 | 16.768 | 19.0714 |  | 302.1142
Barry | Gas ST | Alabama Power Co | Southern Co. | AL | Southeast | surplus | 306.2 | 0.1742% | 4950.3621 | 47.3164 |  | 26.4% | 1370.9976 | 38.0041 | 20.3411 |  | 301.8872
Independence Steam Electric Station | Coal | Arkansas Electric Coop | Arkansas Electric Coop. | AR | MISO | surplus | 1800 | 18.16% | 2883769.6027 | 339.8977 |  | 18.94% | 2244158.2214 | 307.7704 | 27.3221 |  |  | 301.5403
Hawthorn | Gas CC | Evergy Metro | Evergy | MO | SPP | surplus | 312.8 | 33.56% | 424471.5908 | 77.9513 |  | 30.65% | 105354.6949 | 34.7522 | 14.4251 |  | 301.2435
Crossroads Energy Center | Gas CT | Clarksdale Public Utilities | Clarksdale Public Utilities | MS | MISO | surplus | 306.4 | 0.3538% | 6832.8645 | 17.3853 |  | 24.55% | 1745.4564 | 14.7237 | 15.6846 |  | 297.2028
Mooreland | Gas ST | Western Farmers Elec Coop | Western Farmers Elec Coop | OK | SPP | surplus | 305 | 0.08877% | 1646.9318 | 16.9529 |  | 44.4% | 171.5866 | 16.689 | 31.3202 |  | 44.2227 | 250.2487
Dearborn Industrial Generation | Gas CT | Dearborn Industrial Gen | CMS Energy | MI | MISO | surplus | 509.9 | 41.42% | 783709.8474 | 134.747 |  | 39.4% | 302425.9046 | 80.0377 | 71.5388 |  |  | 294.2717
Manchief Electric Generating Station | Gas CT | Public Service Co of Colorado | Xcel Energy | CO | West | surplus | 300 | 9.331% | 138241.9002 | 43.2779 |  | 42.03% | 48467.212 | 26.3265 | 27.8901 |  |  | 291.705
Hopewell Cogeneration | Gas CC | Luminant Generation Company | Vistra | VA | PJM | surplus | 303 | 8.814% | 115919.6965 | 40.5919 |  | 26.32% | 46620.8959 | 31.2003 | 17.1906 |  | 291.6191
Handsome Lake Energy LLC | Gas CT | Handsome Lake Energy | Constellation Energy | PA | PJM | surplus | 294.5 | 0.6554% | 13083.4112 | 17.4176 |  | 24.42% | 4826.8855 | 15.5285 | 28.4169 |  | 290.6189
Kyrene | Gas CC | Salt River Project | Salt River Project | AZ | West | surplus | 292 | 26.44% | 260670.7202 | 68.8452 |  | 46.78% | 155170.7225 | 51.7809 | 27.3769 |  | 288.6291
RS Cogen | Gas CC | Westlake 2 US | Eagle 2 US | LA | MISO | surplus | 493 | 9.387% | 251825.4766 | 66.8954 |  | 19.53% | 88496.3461 | 50.7322 | 21.141 |  | 210.3579 | 78.1979
Polk | Gas CC | Tampa Electric Co | Emera | FL | Southeast | surplus | 1166.2 | 41.25% | 1550035.7135 | 444.7056 |  | 33.51% | 997996.2094 | 354.5533 | 25.0167 |  | 287.2424
Hardee Power Station | Gas CC | Hardee Power Partners Ltd | Invenergy | FL | Southeast | surplus | 287.7 | 0.6122% | 6961.2478 | 30.3413 |  | 29.21% | 4462.5804 | 27.0481 | 31.7699 |  | 284.4663
Rawhide | Coal | Platte River Power Authority | Platte River Power Authority | CO | West | replacement | 293.6 | 10.94% | 274479.8264 | 26.4653 |  | 50.91% | 144676.6335 | 21.5514 | 34.4572 |  |  | 284.1799
Ray Olinger | Gas ST | City of Garland - (TX) | City of Garland - (TX) | TX | ERCOT | 0 | 345 | 0.02076% | 410.7345 | 19.2799 |  | 30.16% | 183.2096 | 18.9991 | 29.2288 |  | 72.3708 | 210.1569
Bayboro | Other Fossil | Duke Energy Florida | Duke Energy | FL | Southeast | surplus | 226.8 | 0.002789% | 62.1564 | 7.8105 |  | 30.02% | 36.9827 | 7.336 | 21.8548 | 56 | 225.2025
Brandywine Power Facility | Gas CC | KMC Thermo | KMC Thermo | MD | PJM | surplus | 288.8 | 10.69% | 120940.9954 | 47.9238 |  | 27.19% | 51802.8907 | 36.1805 | 16.0881 |  | 278.1449
Apache Station | Gas ST | Arizona Electric Pwr Coop | Arizona Electric Pwr Coop | AZ | West | surplus | 285.6 | 8.425% | 121525.8905 | 34.2754 |  | 29.77% | 64880.1334 | 31.7061 | 12.6344 |  | 199.1252 | 77.6328
H L Culbreath Bayside Power Station | Gas CT | Tampa Electric Co | Emera | FL | Southeast | surplus | 279.6 | 0.001209% | 17.6607 | 21.6881 |  | 28.89% | 56.8164 | 19.9475 | 18.5777 |  | 276.5644
Milton R Young | Coal | Square Butte Electrical Cooperative | Square Butte Electrical Cooperative | ND | MISO | surplus | 734 | 68.38% | 4909776.0881 | 268.7413 |  | 65.45% | 3630086.1351 | 247.2517 | 12.4746 |  |  | 275.0943
Wolf Hills Energy | Gas CT | Middle River Power II | Middle River Power II | VA | PJM | surplus | 285 | 0.4634% | 6898.5167 | 16.9427 |  | 23.32% | 1197.2391 | 15.3412 | 15.8078 |  | 274.2952
Coyote Springs II | Gas CC | Avista | Avista | OR | West | surplus | 287 | 43.78% | 403081.0388 | 68.3679 |  | 59.37% | 245688.9225 | 52.2677 | 19.1778 |  |  | 272.3549
Hog Bayou Energy Center | Gas CC | Mobile Energy | LS Power | AL | Southeast | surplus | 280 | 83.96% | 818780.0837 | 121.9771 |  | 73.34% | 499807.8787 | 92.7596 | 17.3098 |  | 270.4909
Inver Hills | Gas CT | Northern States Power Co - Minnesota | Xcel Energy | MN | MISO | replacement | 280.8 | 0% | 0 | 1.7729 |  | 22.07% | 0 | 1.7729 | 14.7945 |  | 270.1403
Big Sandy | Gas ST | Kentucky Power Co | American Electric Power Co. | KY | PJM | surplus | 280.5 | 2.863% | 37219.4694 | 30.6924 |  | 22.63% | 15322.4135 | 25.1944 | 13.892 |  | 269.4012
Fort St Vrain | Gas CT | Public Service Co of Colorado | Xcel Energy | CO | West | surplus | 280.6 | 1.762% | 27954.7367 | 26.1893 |  | 26.33% | 9664.7841 | 20.419 | 9.852 |  | 269.0056
Kinmundy | Gas CT | Union Electric Co - (MO) | Ameren | IL | MISO | surplus | 270 | 3.113% | 63332.7646 | 35.4734 |  | 36.49% | 6361.2004 | 13.5394 | 20.9685 |  | 37.4519 | 226.7739
Rumford Power LLC | Gas CC | Rumford Power | The Carlyle Group | ME | ISONE | surplus | 274.5 | 18.92% | 185636.1436 | 55.2071 |  | 44.19% | 74977.7854 | 39.2901 | 22.28 |  |  | 264.0857
Gibson City Energy Center LLC | Gas CT | Earthrise Energy, PBC | Earthrise Energy, PBC | IL | MISO | surplus | 270 | 1.08% | 16505.3602 | 19.8063 |  | 41.53% | 3120.7956 | 14.2864 | 17.7152 |  |  | 263.9179
Stony Brook | Other Fossil | Massachusetts Mun Wholes Electric Co | Massachusetts Mun Wholes Electric Co | MA | ISONE | surplus | 279.6 | 0% | 0 | 18.6479 |  | 19.43% | 0 | 18.4674 | 15.5986 |  | 263.3444
Frederickson Power LP | Gas CC | Atlantic Powerration | Atlantic Powerration | WA | West | surplus | 318.3 | 38.34% | 393439.1996 | 71.8923 |  | 45.87% | 247837.2265 | 56.9975 | 28.4277 |  | 17.2818 | 245.7837
Sim Gideon | Gas ST | Lower Colorado River Authority | Lower Colorado River Authority | TX | ERCOT | 0 | 623 | 2.287% | 72347.4771 | 50.7454 |  | 12.34% | 56201.4359 | 47.2125 | 15.4147 |  | 262.4648
Cunningham | Gas ST | Southwestern Public Service Co | Xcel Energy | NM | SPP | replacement, surplus | 265.4 | 1.856% | 27024.9696 | 7.8236 |  | 35.36% | 13505.34 | 5.0329 | 11.9486 |  | 260.9367
Evander Andrews Power Complex | Gas CT | Idaho Power Co | IDACORP | ID | West | surplus | 270.9 | 0.4415% | 5939.7154 | 18.9677 |  | 27.99% | 2899.5311 | 15.9326 | 18.9745 |  | 88.8241 | 169.8659
Laredo | Gas CT | Talen Texas | Riverstone Holdings | TX | ERCOT | 0 | 263.6 | 0.136% | 1658.6861 | 15.4284 |  | 39.36% | 701.9846 | 13.7008 | 28.0137 |  |  | 258.0531
Rokeby | Gas CT | Lincoln Electric System | City of Lincoln - (NE) | NE | SPP | surplus | 263.2 | 1.417% | 24513.6588 | 32.5067 |  | 41.15% | 7048.4054 | 20.7708 | 29.4299 |  | 70.9615 | 186.6757
Big Cajun 1 | Gas CT | Louisiana Generating | Cleco | LA | MISO | surplus | 265.6 | 1.36% | 21406.5347 | 16.7762 |  | 24.7% | 5301.3206 | 14.5872 | 15.0504 |  | 256.6752
Morgantown Generating Plant | Other Fossil | Lanyard Power Holdings | Lanyard Power Holdings | MD | PJM | surplus | 296 | 0% | 0 | 10.2113 |  | 23.92% | 0 | 9.6067 | 23.4633 |  | 256.2498
Sand Hill | Gas CC | Austin Energy | Austin Energy | TX | ERCOT | 0 | 388 | 4.221% | 57150.0615 | 43.39 |  | 24.1% | 29040.8218 | 37.9711 | 24.0359 |  |  | 255.3639
Ennis Power Company LLC | Gas CC | Ennis Power Company | Vistra | TX | ERCOT | 0 | 418 | 27.9% | 397774.0975 | 92.2819 |  | 36.32% | 218385.4372 | 68.1071 | 13.6045 |  |  | 255.3102
Exelon West Medway II LLC | Gas CT | Exelon Power | Constellation Energy | MA | ISONE | surplus | 263.6 | 0.1501% | 2012.6157 | 15.1311 |  | 19.68% | 1088.7886 | 14.2652 | 14.6968 |  | 252.8106
Paris Energy Center | Gas CC | Paris Generation | The Blackstone Group | TX | ERCOT | 0 | 265.6 | 2.563% | 28543.7929 | 28.5235 |  | 34.46% | 12428.145 | 23.7343 | 21.914 |  |  | 252.4265
R M Schahfer | Gas CT | Northern Indiana Pub Serv Co | NiSource | IN | MISO | surplus | 258 | 0.1408% | 3370.7006 | 15.6781 |  | 38.45% | 899.7124 | 14.2084 | 21.3132 |  |  | 252.1883
Greenwood (MO) | Gas CT | Evergy Missouri West | Evergy | MO | SPP | surplus | 258.8 | 0.2075% | 4980.3895 | 13.3214 |  | 22.79% | 1511.0624 | 12.4258 | 13.9641 |  | 251.4146
Comanche (CO) | Coal | Public Service Co of Colorado | Xcel Energy | CO | West | surplus | 1635.3 | 33.99% | 4687461.5427 | 249.2365 |  | 24.31% | 2720571.6611 | 242.8526 | 8.7793 |  |  | 250.6697
West County Energy Center | Gas CC | Florida Power & Light Co | NextEra Energy | FL | Southeast | surplus | 4263 | 60.03% | 8376609.4798 | 2058.5903 |  | 43% | 5837546.9072 | 1750.0049 | 12.6552 |  | 250.2041
Cunningham | Gas CT | Southwestern Public Service Co | Xcel Energy | NM | SPP | surplus | 253.8 | 8.667% | 124897.9558 | 34.7147 |  | 38.4% | 57066.885 | 22.296 | 11.4961 |  | 250.1054
Dan E Karn | Coal | 0 | 0 | MI | MISO | replacement | 544 | 0% | 0 | 0 |  | 18.04% | 0 | 0 | 82.281 |  |  | 249.3517
Hays Energy Project | Gas CC | Hays Energy | Vistra | TX | ERCOT | 0 | 989 | 12.61% | 446359.99 | 152.6616 |  | 15.81% | 240047.9807 | 119.6566 | 21.7176 |  |  | 247.6816
Bellingham Cogeneration Facility | Gas CC | Northeast Energy Associates | Northeast Energy | MA | ISONE | surplus | 386.1 | 8.561% | 119431.0282 | 53.6108 |  | 17.98% | 68234.8476 | 45.9563 | 14.3103 |  | 247.0649
C D McIntosh Jr | Gas CC | City of Lakeland - (FL) | City of Lakeland - (FL) | FL | Southeast | surplus | 384 | 64.78% | 844491.5715 | 170.9272 |  | 57.14% | 501148.2168 | 122.6478 | 21.096 |  | 245.7601
Belle River | Gas CT | DTE Electric Company | DTE Energy | MI | MISO | surplus | 255.9 | 0.9322% | 14418.9397 | 17.6857 |  | 21.5% | 2691.7566 | 16.4035 | 11.013 |  | 245.1451
Northside Generating Station | Other Fossil | JEA | JEA | FL | Southeast | surplus | 248.4 | 0.004233% | 126.2217 | 9.2951 |  | 25.67% | 32.3757 | 9.1464 | 21.4167 |  | 244.6668
Eagle Point Power Generation | Gas CC | Rockland Power Partners | Rockland Power Partners | NJ | PJM | surplus | 251.8 | 25.41% | 258954.424 | 55.1025 |  | 34.48% | 125499.4088 | 38.1489 | 15.339 |  | 242.4742
Green Power 2 | Gas CC | Marathon Petroleum Company | Marathon Petroleum Company | TX | ERCOT | 0 | 861 | 0.5708% | 24551.1263 | 81.8585 |  | 7.386% | 12698.2979 | 77.5433 | 14.2878 |  | 241.4386
Germantown | Other Fossil | Wisconsin Electric Power Co | WEC Energy Group | WI | MISO | surplus | 244.8 | 0% | 0 | 12.9122 |  | 26.13% | 0 | 13.1337 | 17.9424 |  | 240.4525
Greenwood (MI) | Gas CT | DTE Electric Company | DTE Energy | MI | MISO | surplus | 255.9 | 0.146% | 2078.0572 | 15.8036 |  | 41.14% | 392.8993 | 15.2539 | 72.3695 |  |  | 238.044
GenConn Devon LLC | Other Fossil | GenConn Devon | GenConn Devon | CT | ISONE | surplus | 242 | 0% | 0 | 11.8541 |  | 25.12% | 0 | 10.9831 | 22.2551 |  | 237.4962
Quindaro | Gas ST | City of Kansas City - (KS) | City of Kansas City - (KS) | KS | SPP | surplus | 239.1 | 0% | 0 | 28.2427 |  | 27.93% | 0 | 27.8227 | 20.4128 |  | 236.5383
GenConn Middletown LLC | Other Fossil | GenConn Middletown | GenConn Middletown | CT | ISONE | surplus | 242 | 0% | 0 | 11.6668 |  | 25.15% | 0 | 10.8207 | 23.4229 |  | 236.5107
Mountain Creek | Gas ST | Mountain Creek Power | Mountain Creek Power | TX | ERCOT | 0 | 958.3 | 0.03163% | 1650.9225 | 53.7001 |  | 8.53% | 640.55 | 52.1736 | 25.1754 |  | 17.369 | 217.8308
Baconton Power Plant | Gas CT | Sowega Energy Resources | Sowega Energy Resources | GA | Southeast | surplus | 242 | 2.927% | 31703.1405 | 18.4685 |  | 26.04% | 14352.1899 | 15.6431 | 16.5345 |  | 232.8377
R W Miller | Gas CT | Brazos Electric Power Coop | Brazos Electric Power Coop. | TX | ERCOT | 0 | 237.6 | 0.003901% | 65.926 | 12.0849 |  | 44.33% | 45.3874 | 11.9325 | 24.3475 |  |  | 232.6388
St Francis Energy Facility | Gas CC | Associated Electric Coop | Associated Electric Coop. | MO | Southeast | surplus | 506.6 | 50.92% | 882175.3314 | 136.8567 |  | 47.59% | 625889.0173 | 108.2175 | 10.2406 |  | 231.3875
Worthington Generation LLC | Gas CT | Hoosier Energy R E C | Hoosier Energy Rural Electric Coop. | IN | MISO | surplus | 242 | 4.722% | 56910.4948 | 20.006 |  | 24.35% | 23260.5917 | 15.4531 | 11.4008 |  | 230.9854
PSEG Burlington Generating Station | Gas CT | Burlington Generating Station | Burlington Generating Station | NJ | PJM | surplus | 242 | 1.202% | 13988.921 | 15.7464 |  | 22.59% | 5529.8749 | 13.8075 | 14.4001 |  | 230.9153
NAEA Lakewood LLC | Gas CC | Lakewood Cogeneration | Lakewood Cogeneration | NJ | PJM | surplus | 236.8 | 33.97% | 309088.8838 | 59.3611 |  | 39.01% | 152696.2226 | 40.7732 | 15.079 |  | 228.0289
JM Shafer Generating Station | Gas CC | Tri-State G & T Assn | Tri-State G&T | CO | West | surplus | 396.9 | 18.85% | 267669.5243 | 92.5709 |  | 28.53% | 137655.5566 | 62.5152 | 14.2437 |  | 227.861
Greenville Electric Generating Station | Gas CT | Buckeye Power | Buckeye Power | OH | PJM | surplus | 236 | 1.639% | 17544.4608 | 15.1968 |  | 21.91% | 5540.3464 | 13.3314 | 10.3051 |  | 227.0667
Harbor | Gas CC | Los Angeles Department of Water & Power | City of Los Angeles | CA | West | surplus | 245.6 | 0.07575% | 1087.3185 | 19.2141 |  | 28.69% | 990.3007 | 18.9474 | 18.5843 |  | 227.0385
Blue Lake | Other Fossil | Northern States Power Co - Minnesota | Xcel Energy | MN | MISO | replacement | 226.8 | 0% | 0 | 0.44198 |  | 26.65% | 0 | 0.59109 | 16.177 |  | 224.6139
Lieberman | Gas ST | Southwestern Electric Power Co | American Electric Power Co. | LA | SPP | surplus | 278 | 0.03742% | 567.8882 | 23.5804 |  | 23.52% | 15.1486 | 20.0687 | 12.2845 |  | 223.9324
AES Warrior Run Cogeneration Facility | Coal | AES WR Ltd Partnership | AES | MD | PJM | surplus | 229 | 22.17% | 489835.8969 | 56.6159 |  | 48.4% | 203736.5677 | 42.0548 | 21.9804 |  | 19.2429 | 204.292
Cumberland (NJ) | Gas CT | Calpine New Jersey Generation | Energy Capital Partners | NJ | PJM | surplus | 231.2 | 1.898% | 21357.5073 | 16.325 |  | 23.05% | 7521.9297 | 13.8168 | 12.7885 |  | 222.3234
Fountain Valley Power Facility | Gas CT | Fountain Valley Power | IIF BH Investments | CO | West | surplus | 228 | 3.541% | 44832.4808 | 29.1515 |  | 31.8% | 18514.067 | 16.9382 | 15.2575 |  | 222.1429
Fisk Street | Other Fossil | Midwest Generations EME | NRG Energy | IL | PJM | surplus | 260 | 0.007394% | 279.0445 | 10.1984 |  | 22.24% | 279.0445 | 9.6743 | 21.7769 |  | 220.7433
Big Cajun 1 | Gas ST | Louisiana Generating | Cleco | LA | MISO | surplus | 227.2 | 0.1642% | 2157.2555 | 13.9667 |  | 24.39% | 461.7566 | 12.9761 | 12.9231 |  | 220.0073
Devon Station | Other Fossil | Devon Power | NRG Energy | CT | ISONE | surplus | 429.6 | 0% | 0 | 11.1216 |  | 13.02% | 0 | 10.2915 | 20.6889 |  | 219.7578
Trinidad (TX) | Gas ST | Luminant Generation Company | Vistra | TX | ERCOT | 0 | 239.3 | 0.008462% | 120.6687 | 23.2394 |  | 32.33% | 44.6719 | 20.8123 | 22.3012 |  |  | 215.9614
Goldendale Generating Station | Gas CC | Puget Sound Energy | Puget Energy | WA | West | surplus | 302.8 | 62.29% | 607163.0702 | 79.6708 |  | 66.06% | 410000.4473 | 63.4536 | 10.1284 |  |  | 215.7418
Magnet Cove | Gas CC | Arkansas Electric Coop | Arkansas Electric Coop. | AR | MISO | surplus | 746 | 72.15% | 1756848.5103 | 271.8584 |  | 54.54% | 1063909.9387 | 188.1063 | 16.3242 |  |  | 214.1696
Cholla | Coal | Arizona Public Service Co | Pinnacle West Capital | AZ | West | surplus | 1128.8 | 7.135% | 765211.6608 | 103.9608 |  | 9.783% | 428373.8826 | 85.3936 | 22.0817 |  |  | 213.1262
Morris Cogeneration LLC | Gas CC | Morris Cogeneration | Atlantic Powerration | IL | PJM | surplus | 218.8 | 3.196% | 35232.397 | 25.5442 |  | 29.64% | 14435.6749 | 21.1876 | 16.4405 |  | 129.8899 | 81.1303
Hutchinson Energy Center | Gas CT | Evergy Kansas Central | Evergy | KS | SPP | surplus | 213 | 0.2716% | 5366.916 | 11.1339 |  | 24.77% | 0 | 5.6377 | 11.4387 |  | 206.4377
Scattergood | Gas CT | Los Angeles Department of Water & Power | City of Los Angeles | CA | West | surplus | 213.8 | 1.371% | 13331.9758 | 15.4154 |  | 25.11% | 11299.7063 | 14.5975 | 10.1991 |  | 206.1212
Sayreville | Gas CT | Sayreville Power | Sayreville Power | NJ | PJM | surplus | 212 | 0.07542% | 593.2824 | 10.8248 |  | 21.67% | 292.6224 | 10.214 | 13.0142 |  | 203.9752
Wallingford Energy | Gas CT | Wallingford Energy | LS Power | CT | ISONE | surplus | 350 | 0.1662% | 2829.0616 | 19.9518 |  | 12% | 1053.9417 | 19.1296 | 11.5819 |  | 202.057
Sutter Energy Center | Gas CC | CalpineSutter | Energy Capital Partners | CA | West | surplus | 636 | 41.56% | 933831.9507 | 196.5396 |  | 30.31% | 513340.2179 | 149.2377 | 14.3341 |  | 6.7337 | 191.7436
Dave Gates Generating Station | Gas CT | NorthWestern Energy (MT wind/thermal) | NorthWestern | MT | West | surplus | 203.1 | 17.12% | 205924.2466 | 20.4359 |  | 35.54% | 143492.3421 | 17.0772 | 10.0229 |  | 196.278
Dallman | Coal | City of Springfield - (IL) | City of Springfield - (IL) | IL | MISO | replacement, surplus | 617.8 | 17.81% | 1012496.6068 | 76.5154 |  | 23.68% | 716581.0883 | 70.8851 | 11.8965 |  |  | 195.0155
Sherwood H Smith Jr Energy Complex | Gas CT | Duke Energy Progress - (NC) | Duke Energy | NC | Southeast | surplus | 997 | 17.44% | 787618.1528 | 193.9921 |  | 56.16% | 2353953.7985 | 387.8614 | 7.7035 |  | 190.067
Lee Combined Cycle Plant | Gas CC | Duke Energy Progress - (NC) | Duke Energy | NC | Southeast | surplus | 1068 | 49.04% | 1786911.6984 | 442.8464 |  | 28.83% | 920380.75 | 318.3243 | 6.9545 |  | 189.1119
Plaquemine Cogeneration Plant | Gas CC | Dow Chemical Co | Dow | LA | MISO | surplus | 1084.8 | 14.99% | 791228.2921 | 163.9193 |  | 10.39% | 317280.4727 | 119.2093 | 11.0186 |  | 188.1641
Grand Tower Energy Center LLC | Gas CC | Mainline Generation | Rockland Capital | IL | MISO | surplus | 640.9 | 40.59% | 930896.1881 | 167.3514 |  | 29.48% | 517468.684 | 112.4595 | 10.7426 |  | 187.6756
Wabash Valley Power IGCC | Gas CT | Wabash Valley Power Assn | Wabash Valley Power Assn | IN | MISO | surplus | 192 | 2.811% | 29045.6213 | 16.4574 |  | 38.77% | 7435.7356 | 10.6925 | 21.4881 |  |  | 187.675
Wheaton | Gas CT | Northern States Power Co - Minnesota | Xcel Energy | WI | MISO | replacement | 194 | 0% | 0 | 0.57932 |  | 21.8% | 0 | 0.57932 | 10.9745 |  | 184.5798
Elk River | Gas CT | Great River Energy | Great River Energy | MN | MISO | surplus | 191.3 | 1.74% | 18416.2988 | 15.0116 |  | 22.49% | 4423.3088 | 10.3026 | 11.3496 |  | 183.6185
Perryville Power Station | Gas CT | Entergy Louisiana | Entergy | LA | MISO | surplus | 186.2 | 0.001745% | 30.1485 | 12.6051 |  | 25.13% | 10.8625 | 9.9624 | 11.4437 |  | 183.5001
Thomas Fitzhugh | Gas CC | Arkansas Electric Coop | Arkansas Electric Coop. | AR | SPP | surplus | 185 | 7.248% | 55215.6981 | 27.8906 |  | 30.52% | 15290.9329 | 21.2811 | 12.623 |  | 182.4278
Magnolia Power Project | Gas CC | Southern California P P A | Southern California P P A | CA | West | surplus | 387.6 | 48% | 640099.9876 | 149.024 |  | 50.07% | 507363.6355 | 128.2305 | 7.3839 |  | 181.9179
Marshalltown | Gas CT | Interstate Power and Light Co | Alliant Energy | IA | MISO | surplus | 189 | 51.72% | 362693.8576 | 46.6403 |  | 44.5% | 153494.0503 | 26.654 | 8.2751 |  | 181.8458
Robins | Gas CT | Georgia Power Co | Southern Co. | GA | Southeast | surplus | 183.8 | 0.1109% | 1304.5338 | 8.9659 |  | 27.18% | 394.0274 | 7.3512 | 13.759 |  | 181.527
Hardee Power Station | Gas CT | Hardee Power Partners Ltd | Invenergy | FL | Southeast | surplus | 182.4 | 0.0001347% | 1.452 | 9.758 |  | 28.82% | 0 | 9.1326 | 20.0509 |  | 179.7669
Bucksport Generation LLC | Gas CT | Bucksport Generation | Bucksport Generation | ME | ISONE | surplus | 186.8 | 2.969% | 23662.4311 | 14.2825 |  | 21.15% | 16439.4993 | 12.8461 | 10.4808 |  | 178.9088
Delaware City Plant | Gas CT | Delaware City Refining Company | Delaware City Refining Company | DE | PJM | surplus | 184 | 0.02483% | 169.5032 | 18.2452 |  | 22.49% | 62.2411 | 16.9991 | 10.2742 |  | 177.0351
New Haven Harbor | Other Fossil | Generation Bridge II New Haven | Generation Bridge II New Haven | CT | ISONE | surplus | 181.5 | 0% | 0 | 8.6212 |  | 19.82% | 0 | 8.2757 | 7.6052 |  | 172.3709
Stryker Creek | Gas ST | Luminant Generation Company | Vistra | TX | ERCOT | 0 | 703.4 | 0.01319% | 572.0131 | 42.0669 |  | 6.031% | 253.7471 | 41.465 | 9.6218 |  | 170.7951
Jonesboro City Water & Light Plant | Gas CT | City Water and Light Plant | City Water and Light Plant | AR | MISO | surplus | 224.3 | 3.022% | 36550.88 | 15.8821 |  | 19.92% | 14431.1482 | 13.4049 | 9.1996 |  | 170.5861
A B Brown | Gas CT | Southern Indiana Gas & Elec Co | CenterPoint Energy | IN | MISO | surplus | 673 | 0.0009635% | 40.9798 | 10.959 |  | 5.885% | 20.4756 | 10.7775 | 7.4923 |  | 169.3893
Hardin County Peaking Facility | Gas CT | Entergy Texas | Entergy | TX | MISO | surplus | 173 | 0.04698% | 448.0526 | 10.5357 |  | 28.91% | 197.9574 | 8.7013 | 17.7392 |  |  | 168.1255
South Fond Du Lac | Gas CT | Wisconsin Power & Light Co | Alliant Energy | WI | MISO | surplus | 381.6 | 9.107% | 192129.9133 | 53.1395 |  | 22.25% | 80271.0557 | 32.2389 | 12.3485 |  |  | 168.1255
Camden Plant Holdings LLC | Gas CC | Camden Plant Holdings | Camden Plant Holdings | NJ | PJM | surplus | 172.9 | 16.3% | 114467.0954 | 31.1504 |  | 29.99% | 52825.7221 | 22.809 | 10.3643 |  | 166.502
Butler-Warner Generation Plant | Gas CC | Fayetteville Public Works Commission | Fayetteville Public Works Commission | NC | Southeast | surplus | 245.8 | 30.67% | 229653.22 | 60.8429 |  | 35.39% | 151763.4286 | 50.7753 | 8.5663 |  | 166.1893
Southwestern | Gas CT | Public Service Co of Oklahoma | American Electric Power Co. | OK | SPP | surplus | 173 | 0.5702% | 5786.6537 | 10.4103 |  | 45.01% | 462.8676 | 8.7009 | 14.7088 |  |  | 164.9874
Anderson | Gas CT | Indiana Municipal Power Agency | Indiana Municipal Power Agency | IN | PJM | surplus | 168.7 | 0.009036% | 94.2639 | 8.833 |  | 33.11% | 40.356 | 8.7378 | 17.8119 |  | 80.8078 | 84.0628
Hazelton | Gas CT | Hazleton Generation | Starwood Energy | PA | PJM | surplus | 171.5 | 0.1152% | 1137.9833 | 9.2755 |  | 21.66% | 182.0658 | 8.7181 | 9.8015 |  | 164.5272
NRG Rockford II Energy Center | Gas CT | Rockford Generation | LS Power | IL | PJM | surplus | 168 | 1.335% | 10763.6069 | 10.8338 |  | 40.12% | 2733.1637 | 9.1112 | 17.9399 |  |  | 164.2156
Bennett Mountain | Gas CT | Idaho Power Co | IDACORP | ID | West | surplus | 172.8 | 0.911% | 7907.6159 | 11.4413 |  | 28.86% | 3683.9891 | 9.3933 | 14.493 |  |  | 164.1721
San Jacinto County Peaking Facility | Gas CT | East Texas Electric Coop | East Texas Electric Coop | TX | MISO | surplus | 170 | 4.269% | 42180.0152 | 12.533 |  | 25.65% | 11491.6451 | 9.6941 | 8.5671 |  | 164.0405
Cambridge CT Hybrid | Gas CT | Great River Energy | Great River Energy | MN | MISO | surplus | 169.2 | 0.9305% | 9085.7659 | 11.7485 |  | 22.17% | 2035.3409 | 8.8251 | 10.0459 |  | 162.4687
Suwannee River | Gas CT | Duke Energy Florida | Duke Energy | FL | Southeast | surplus | 131.8 | 0.01005% | 87.6266 | 6.2971 |  | 28.84% | 46.7896 | 5.6866 | 12.839 | 32 | 130.2825
Columbia Energy Center | Gas CT | City of Columbia - (MO) | City of Columbia - (MO) | MO | MISO | surplus | 162.8 | 2.453% | 23187.8792 | 11.337 |  | 27.7% | 6309.8989 | 9.1795 | 15.4568 |  | 161.6345
Vienna Operations | Other Fossil | Vienna Power | NRG Energy | MD | PJM | surplus | 180.6 | 0.02818% | 593.1885 | 11.3752 |  | 24.73% | 593.1885 | 10.797 | 18.1763 |  | 159.6633
W H Weatherspoon | Other Fossil | Duke Energy Progress - (NC) | Duke Energy | NC | Southeast | surplus | 163 | 0% | 0 | 15.0434 |  | 21.85% | 0 | 13.3067 | 11.1996 |  | 158.7764
Gilbert | Gas CT | Gilbert Power | Gilbert Power | NJ | PJM | surplus | 257 | 0.04522% | 830.5267 | 10.774 |  | 16.38% | 216.0708 | 9.7363 | 15.4449 |  | 158.6593
Hawthorn | Gas CT | Evergy Metro | Evergy | MO | SPP | surplus | 164.4 | 1.198% | 11768.2286 | 6.7686 |  | 21.81% | 458.5526 | 4.9627 | 7.5343 |  | 157.84
Perryman | Other Fossil | Constellation Power Source Gen | Constellation Energy | MD | PJM | surplus | 212.4 | 0% | 0 | 8.4965 |  | 20.53% | 0 | 7.827 | 15.2037 |  | 156.7066
G G Allen | Coal | 0 | 0 | NC | Southeast | replacement | 1148.4 | 0% | 0 | 0 |  | 2.733% | 0 | 0 | 10.3505 |  | 155.683
French Island | Other Fossil | Northern States Power Co - Minnesota | Xcel Energy | WI | MISO | replacement | 157.6 | 0% | 0 | 4.4921 |  | 26.45% | 0 | 4.7408 | 10.2577 |  | 155.6535
Androscoggin Energy Center | Gas CT | Pixelle Androscoggin | Pixelle Androscoggin | ME | ISONE | surplus | 163.5 | 6.118% | 37115.9842 | 24.1659 |  | 22.88% | 23503.3176 | 21.0785 | 9.0274 |  | 154.9905
Portland (PA) | Other Fossil | Portland Power | Portland Power | PA | PJM | surplus | 366 | 0.02324% | 1907.1026 | 9.4303 |  | 11.17% | 1907.1026 | 8.8909 | 14.2567 |  | 153.7319
Hagood | Gas CT | Dominion Energy South Carolina | Dominion Energy | SC | Southeast | surplus | 177.3 | 0.5804% | 5930.2454 | 8.2251 |  | 19.29% | 5741.633 | 7.6091 | 11.9064 | 30 | 120.3603
Frank Knutson | Gas CT | Tri-State G & T Assn | Tri-State G&T | CO | West | surplus | 154.2 | 1.496% | 13175.4542 | 10.1049 |  | 29.32% | 4067.2891 | 8.5919 | 6.778 |  | 149.352
Hamilton Liberty | Gas CC | Hamilton Liberty O&M | Hamilton Liberty O&M | PA | PJM | surplus | 870 | 94.01% | 2524422.3415 | 360.5066 |  | 76.11% | 1841422.7942 | 281.1081 | 14.1001 |  |  | 148.576
Arvah B Hopkins | Gas CT | City of Tallahassee - (FL) | City of Tallahassee - (FL) | FL | Southeast | surplus | 164.3 | 1.972% | 14915.5773 | 10.4408 |  | 19.05% | 5647.8149 | 8.7875 | 11.2686 | 30 | 116.8171
Terry Bundy Generating Station | Gas CC | Lincoln Electric System | City of Lincoln - (NE) | NE | SPP | surplus | 149.2 | 4.952% | 28950.8673 | 23.9427 |  | 29.43% | 5438.0354 | 17.1309 | 13.8942 |  | 145.8653
Marion | Gas CT | Southern Illinois Power Coop | Southern Illinois Power Coop. | IL | MISO | surplus | 150 | 1.593% | 14774.5807 | 9.7814 |  | 23.11% | 5198.3483 | 8.2738 | 7.5596 |  | 144.3659
Fort Dodge | Gas ST | Sunflower Electric Power | Sunflower Electric Power | KS | SPP | surplus | 149 | 0% | 0 | 8.2891 |  | 43.91% | 0 | 8.0659 | 15.1052 |  |  | 143.4888
Lake Road (MO) | Gas ST | Evergy Missouri West | Evergy | MO | SPP | replacement, surplus | 150.5 | 0.05768% | 805.214 | 8.3679 |  | 30.7% | 117.1533 | 7.4689 | 9.4154 |  | 58.0188 | 85.4074
Louisiana 1 | Other Fossil | Entergy Louisiana | Entergy | LA | MISO | surplus | 148.5 | 0.2802% | 2348.4207 | 11.4135 |  | 19.42% | 1318.4434 | 10.1876 | 6.2081 |  | 142.261
McPherson 2 | Gas CT | City of McPherson - (KS) | City of McPherson - (KS) | KS | SPP | surplus | 143.6 | 0.005704% | 75.9788 | 7.1362 |  | 30.5% | 0 | 7.0595 | 13.3265 |  | 141.0118
Quindaro | Other Fossil | City of Kansas City - (KS) | City of Kansas City - (KS) | KS | SPP | surplus | 143.6 | 0.1992% | 3765.8701 | 6.2231 |  | 28.07% | 2536.0412 | 5.9089 | 12.1456 |  | 140.9374
Garden City | Gas CT | Sunflower Electric Power | Sunflower Electric Power | KS | SPP | surplus | 158.4 | 0.09207% | 1219.7478 | 8.5264 |  | 29.55% | 1219.7478 | 8.3255 | 9.9454 |  | 140.1523
Valmont Combustion Turbine Project | Gas CT | Public Service Co of Colorado | Xcel Energy | CO | West | surplus | 142.2 | 0.2065% | 1827.6721 | 7.9533 |  | 31.69% | 611.2325 | 6.5269 | 7.7512 |  | 139.4666
Sabine River Operations | Gas CC | The Dow Chemical Company | Performance Materials NA | TX | MISO | surplus | 607.3 | 15.18% | 350717.2948 | 117.7902 |  | 15.19% | 248859.7886 | 102.3198 | 6.7715 |  | 138.7014
Ratcliffe | Gas CC | Mississippi Power Co | Southern Co. | MS | Southeast | surplus | 840 | 72.31% | 2058579.4339 | 310.2257 |  | 56.61% | 1491400.344 | 272.1836 | 7.3831 |  | 138.5943
Gibson | Coal | Duke Energy Indiana | Duke Energy | IN | MISO | surplus | 3339.5 | 20.48% | 6218820.1805 | 906.2672 |  | 10.46% | 2759128.7064 | 717.3686 | 6.1533 |  |  | 138.4893
P L Bartow | Other Fossil | Duke Energy Florida | Duke Energy | FL | Southeast | surplus | 605.1 | 0.0004829% | 30.4043 | 4.28 |  | 5.502% | 21.2558 | 3.9563 | 9.9192 | 28 | 108.6503
P L Bartow | Gas CT | Duke Energy Florida | Duke Energy | FL | Southeast | surplus | 110.8 | 0% | 0 | 4.2741 |  | 30.07% | 2.2397 | 3.9532 | 9.9192 | 28 | 108.6503
Delray | Gas CT | DTE Electric Company | DTE Energy | MI | MISO | surplus | 142.2 | 0.5164% | 4349.5252 | 9.5154 |  | 21.51% | 767.5024 | 9.046 | 6.6866 |  | 136.5122
Texas City Power Plant | Gas CC | Texas City Cogeneration | Energy Capital Partners | TX | ERCOT | 0 | 450 | 0.1653% | 3870.2415 | 41.1528 |  | 7.547% | 1924.3025 | 39.8188 | 7.699 |  | 136.0571
Interstate | Other Fossil | City of Springfield - (IL) | City of Springfield - (IL) | IL | MISO | surplus | 138.6 | 0% | 0 | 7.0747 |  | 38.36% | 0 | 7.0079 | 14.8392 |  |  | 135.8689
Exelon Medway LLC | Other Fossil | Exelon Power | Constellation Energy | MA | ISONE | surplus | 135 | 0% | 0 | 5.2401 |  | 24.87% | 0 | 4.939 | 13.4483 |  | 133.0373
Peno Creek | Gas CT | Union Electric Co - (MO) | Ameren | MO | MISO | surplus | 240 | 23.22% | 297285.3954 | 86.2086 |  | 17.31% | 48664.837 | 21.4697 | 8.2648 |  | 131.1609
Alsey | Gas CT | Prairie Power | Prairie Power | IL | MISO | surplus | 173 | 2.504% | 23353.1661 | 13.1945 |  | 21.71% | 8244.0654 | 10.3468 | 12.1175 |  | 131.0816
Parlin Power Plant | Gas CC | EFS Parlin Holdings | EFS Parlin Holdings | NJ | PJM | surplus | 135 | 14.19% | 89615.6514 | 22.6975 |  | 28.26% | 41804.3157 | 16.6466 | 8.3947 |  | 130.852
Northampton Generating Company LP | Coal | EIF Northampton GP | Ares Management | PA | PJM | surplus | 134.1 | 9.349% | 132263.9815 | 30.7358 |  | 37.63% | 61126.1956 | 24.6699 | 12.2029 |  | 37.5237 | 92.86
Richmond Generating Station | Other Fossil | Exelon Power | Constellation Energy | PA | PJM | surplus | 131.6 | 0% | 0 | 5.1088 |  | 26.66% | 0 | 4.8152 | 12.9675 |  | 130.0809
Grays Ferry Cogeneration | Gas CT | Grays Ferry Cogen Partnership | Veolia Energy | PA | PJM | surplus | 135 | 21.65% | 108431.9661 | 25.6135 |  | 33.16% | 55381.2563 | 20.2476 | 8.1916 |  | 129.8899
C D McIntosh Jr | Gas CT | City of Lakeland - (FL) | City of Lakeland - (FL) | FL | Southeast | surplus | 156.6 | 7.33% | 67202.7182 | 22.5444 |  | 26.52% | 23283.5309 | 14.8248 | 11.014 |  | 128.3085
West Lorain | Other Fossil | Vermillion Power | Starwood Energy | OH | PJM | surplus | 130.6 | 0% | 0 | 7.0759 |  | 25.47% | 0 | 6.543 | 12.7954 |  | 128.11
FirstEnergy Fort Martin Power Station | Coal | Monongahela Power Co | FirstEnergy | WV | PJM | surplus | 1152 | 30.22% | 3059313.2046 | 322.7416 |  | 22.89% | 1907728.2622 | 290.7402 | 10.1812 |  |  | 125.1167
Eastman Cogeneration Facility | Gas CC | Eastman Cogeneration | Eastman Chemical | TX | SPP | surplus | 467.7 | 5.104% | 111290.0741 | 67.7231 |  | 8.47% | 26101.328 | 49.406 | 8.987 |  | 124.6049
C W Burdick | Gas CT | City of Grand Island - (NE) | City of Grand Island - (NE) | NE | SPP | surplus | 142.8 | 0.03565% | 504.8953 | 8.012 |  | 26.64% | 407.2888 | 7.9227 | 11.8173 |  | 124.2481
Urquhart | Gas ST | Dominion Energy South Carolina | Dominion Energy | SC | Southeast | surplus | 100 | 0.7547% | 4169.9732 | 16.565 |  | 28.03% | 2752.7352 | 13.1812 | 9.1992 | 25 | 98.656
Arsenal Hill | Gas ST | Southwestern Electric Power Co | American Electric Power Co. | LA | SPP | replacement | 125 | 0% | 0 | 0.55714 |  | 28.67% | 0 | -0.87698 | 6.7349 |  | 122.7699
Fort Myers | Other Fossil | Florida Power & Light Co | NextEra Energy | FL | Southeast | surplus | 744 | 0% | 0 | 9.009 |  | 4.767% | 0 | 8.3812 | 8.4106 |  | 122.4785
Handley | Gas ST | Exelon Power | Constellation Energy | TX | ERCOT | 0 | 1433.3 | 6.07e-05% | 5.6685 | 122.3887 |  | 3.591% | 0 | 122.376 | 13.2591 |  |  | 122.1842
State Line Combined Cycle | Gas CT | Empire District Electric Co | Algonquin Power & Utilities | MO | SPP | surplus | 123 | 0.4476% | 3138.9922 | 7.0169 |  | 27.39% | 90.6305 | 5.6317 | 7.1427 |  | 120.7303
Washington County Cogeneration Facility | Gas CC | Alabama Power Co | Southern Co. | AL | Southeast | surplus | 122.5 | 53.46% | 245347.5984 | 43.6918 |  | 52.99% | 135337.4721 | 31.6434 | 6.8294 |  | 119.5528
Deerhaven Generating Station | Gas CT | Gainesville Regional Utilities | Gainesville Regional Utilities | FL | Southeast | surplus | 145.3 | 0.142% | 1483.5545 | 7.2268 |  | 19.23% | 1465.8354 | 7.1656 | 11.1946 | 24 | 94.7509
Yucca | Gas CT | Arizona Public Service Co | Pinnacle West Capital | AZ | West | surplus | 240.6 | 3.363% | 46023.7594 | 20.6007 |  | 18.89% | 44990.3041 | 19.6887 | 7.5925 |  | 118.6147
Friendswood Energy | Gas CT | Tejas Power Generation | Tejas Power Generation | TX | ERCOT | 0 | 121.5 | 0.003192% | 25.5098 | 6.6935 |  | 23.92% | 17.9909 | 6.3615 | 6.6127 |  | 117.7232
Essex | Gas CT | Associated Electric Coop | Associated Electric Coop. | MO | Southeast | surplus | 121.2 | 0.04095% | 265.8711 | 6.2588 |  | 24.28% | 37.8962 | 6.2553 | 5.6788 |  | 117.146
Santan | Gas CC | Salt River Project | Salt River Project | AZ | West | surplus | 1326 | 36.94% | 1734544.3605 | 354.6935 |  | 30.23% | 1309115.8529 | 306.4991 | 9.3879 |  | 116.7279
Colver Green Energy | Coal | Inter-Power/AhlCon Partners | Inter-Power/AhlCon Partners | PA | PJM | surplus | 118 | 17.48% | 198557.4701 | 30.7624 |  | 48.7% | 78331.2791 | 23.1669 | 11.3225 |  |  | 115.3419
Milford Power LP | Gas CC | Starwood Energy Group Global | Starwood Energy Group Global | MA | ISONE | surplus | 249.3 | 4.442% | 39975.1589 | 30.5561 |  | 11.76% | 20597.3111 | 26.8106 | 6.6237 |  | 114.9139
L V Sutton Combined Cycle | Gas CT | Duke Energy Progress - (NC) | Duke Energy | NC | Southeast | surplus | 121 | 1.429% | 7864.3433 | 15.6461 |  | 19.26% | 1124.5022 | 12.8857 | 4.2145 |  | 114.6133
Lake Hubbard | Gas ST | Luminant Generation Company | Vistra | TX | ERCOT | 0 | 927.5 | 0.02989% | 1523.6902 | 90.259 |  | 4.078% | 584.0987 | 87.5719 | 10.9692 |  |  | 113.8766
Procter & Gamble Mehoopany Mill | Gas CT | Procter & Gamble Ppr Prdts Co | Procter & Gamble | PA | PJM | surplus | 117.6 | 11.14% | 48605.2041 | 17.0574 |  | 25.38% | 21944.552 | 12.887 | 7.6897 |  | 113.4397
Allegheny Energy Units 3 4 & 5 | Gas CC | Springdale Energy | LS Power | PA | PJM | surplus | 556 | 86.28% | 1565418.675 | 215.3912 |  | 64.85% | 1097944.1732 | 169.0078 | 7.6884 |  | 113.4397
Cannon Falls Energy Center | Gas CT | Invenergy Services | Invenergy | MN | MISO | surplus | 346.8 | 3.739% | 66113.8924 | 33.1339 |  | 15.6% | 19363.6687 | 21.4469 | 12.0886 |  |  | 113.387
Fredonia | Gas CT | Puget Sound Energy | Puget Energy | WA | West | surplus | 376 | 4.461% | 95389.8506 | 22.7454 |  | 10.34% | 92668.6524 | 22.4914 | 8.6524 |  | 113.2917
Cleary Flood Hybrid | Gas CC | City of Taunton | City of Taunton | MA | ISONE | surplus | 118 | 0.2377% | 1328.8114 | 10.5405 |  | 20.13% | 662.3812 | 10.2526 | 5.6611 |  | 112.9987
McPherson 3 | Gas CT | City of McPherson - (KS) | City of McPherson - (KS) | KS | SPP | surplus | 115.6 | 0.01569% | 155.4329 | 5.8926 |  | 44.3% | 0 | 5.7952 | 14.2315 |  | 8.8749 | 103.8102
Klamath Expansion Project | Gas CT | Avangrid Renewables | Avangrid | OR | West | surplus | 117.6 | 0.1148% | 733.0954 | 6.7446 |  | 26.66% | 454.091 | 6.2888 | 7.2786 |  | 112.4262
Maddox | Gas ST | Southwestern Public Service Co | Xcel Energy | NM | SPP | replacement | 113.6 | 0.002777% | 16.2666 | 1.5354 |  | 34.44% | 0 | 1.0792 | 5.1827 |  | 112.252
Syl Laskin | Gas ST | ALLETE | Allete | MN | MISO | surplus | 116 | 0.001557% | 12.5849 | 11.0313 |  | 21.57% | 0.62665 | 10.2868 | 5.9053 |  | 111.517
Sherman Avenue | Gas CT | Calpine New Jersey Generation | Energy Capital Partners | NJ | PJM | surplus | 112.8 | 0.5826% | 4144.9973 | 6.8099 |  | 27.16% | 1308.1656 | 5.9689 | 10.0124 |  | 111.3701
Potter Station 2 | Gas CT | Town of Braintree - (MA) | Town of Braintree - (MA) | MA | ISONE | surplus | 116 | 0.1131% | 596.5194 | 6.0326 |  | 19.83% | 224.8177 | 5.8402 | 6.2637 |  | 111.0835
Cos Cob | Other Fossil | Connecticut Jet Power | NRG Energy | CT | ISONE | surplus | 115 | 0% | 0 | 4.3715 |  | 21.15% | 0 | 4.1695 | 7.3344 |  | 111.0726
Los Esteros Critical Energy Center | Gas CC | Los Esteros Critical Energy Facility | Energy Capital Partners | CA | CAISO | surplus | 306.1 | 4.016% | 43947.1353 | 40.2611 |  | 15.45% | 35835.7161 | 38.0645 | 10.719 |  |  | 111.0297
Waukegan | Other Fossil | Midwest Generations EME | NRG Energy | IL | PJM | surplus | 112 | 0% | 0 | 4.3635 |  | 25.44% | 0 | 4.1055 | 10.3212 |  | 110.3717
Horseshoe Lake | Gas CT | Oklahoma Gas & Electric Co | OGE Energy | OK | SPP | surplus | 148 | 6.589% | 47829.4945 | 17.9329 |  | 24.94% | 53217.6933 | 18.4492 | 8.0507 |  | 110.0028
Larsen Memorial | Gas CC | City of Lakeland - (FL) | City of Lakeland - (FL) | FL | Southeast | surplus | 111.2 | 12.73% | 72332.5494 | 26.5798 |  | 33.33% | 25714.553 | 17.0212 | 9.4009 |  | 109.5557
Cayuga | Gas CT | Duke Energy Indiana | Duke Energy | IN | MISO | surplus | 112.5 | 0.0472% | 348.8242 | 6.6104 |  | 40.87% | 86.5186 | 5.9782 | 8.2832 |  |  | 109.4771
Tracy Combined Cycle Power Plant | Gas CC | MRP San Joaquin Energy | MRP San Joaquin Energy | CA | CAISO | surplus | 336.1 | 8.129% | 95557.1734 | 49.1658 |  | 16.54% | 80344.3237 | 45.757 | 13.3877 |  |  | 108.1828
Ames Electric Services Power Plant | Gas ST | City of Ames - (IA) | City of Ames - (IA) | IA | MISO | surplus | 108.8 | 1.692% | 10673.2436 | 14.2261 |  | 27.74% | 3140.5114 | 13.0535 | 10.2581 |  | 107.4153
John Twitty Energy Center | Gas CT | City Utilities of Springfield - (MO) | City Utilities of Springfield - (MO) | MO | SPP | surplus | 109 | 2.028% | 16055.6788 | 10.9846 |  | 28.31% | 8245.2014 | 8.3752 | 9.177 |  | 106.9887
Mankato Energy Center | Gas CC | MEC Holdings | MEC Holdings | MN | MISO | surplus | 740.8 | 49.96% | 1278573.4491 | 228.2695 |  | 35.91% | 735544.0525 | 145.1348 | 10.9758 |  |  | 106.5447
Gilbert | Gas CC | Gilbert Power | Gilbert Power | NJ | PJM | surplus | 351 | 62.85% | 615139.0795 | 120.7641 |  | 56.53% | 473995.2525 | 97.9571 | 10.3606 |  | 106.4298
Hunterstown Power Plant | Gas CC | Kestrel Acquisition | Platinum Equity | PA | PJM | surplus | 898 | 85.54% | 2522980.1755 | 350.7372 |  | 63.15% | 1722465.482 | 270.1633 | 11.9745 |  |  | 105.5672
W S Lee | Gas CT | Duke Energy Carolinas | Duke Energy | SC | Southeast | surplus | 213.3 | 0.1774% | 2217.0693 | 7.6989 |  | 11.6% | 417.1104 | 6.52 | 5.8034 |  | 104.6727
Spiritwood Station | Coal | Great River Energy | Great River Energy | ND | MISO | surplus | 106.2 | 0.8572% | 15337.7795 | 11.2073 |  | 43.77% | 5573.6224 | 10.1888 | 12.7212 |  |  | 103.6122
Spindle Hill Energy Center | Gas CT | Invenergy Services | Invenergy | CO | West | surplus | 420 | 4.931% | 108078.0692 | 42.0086 |  | 8.54% | 41578.0076 | 31.5684 | 4.6999 |  | 102.7986
Ontelaunee Energy Center | Gas CC | Ontelaunee Power Operating Company | Vistra | PA | PJM | surplus | 728 | 87.15% | 2051655.737 | 270.7546 |  | 66.01% | 1430750.3253 | 216.7637 | 12.3197 |  |  | 102.6348
Walton Discover Power Facility | Gas CT | Walton Discover | Walton Discover | AL | Southeast | surplus | 103 | 0.001572% | 9.4424 | 5.7041 |  | 27.82% | 11.6618 | 5.2504 | 9.9825 |  | 102.6022
Nearman Creek | Gas CT | City of Kansas City - (KS) | City of Kansas City - (KS) | KS | SPP | surplus | 104 | 1.178% | 8849.5959 | 8.2084 |  | 28.6% | 5301.2199 | 7.1392 | 9.5404 |  | 102.4763
Michigan City | Coal | Northern Indiana Pub Serv Co | NiSource | IN | MISO | replacement | 540 | 6.453% | 320709.6607 | 47.7189 |  | 12.13% | 287432.2637 | 47.6871 | 4.292 |  |  | 101.7472
Dansby | Gas ST | City of Bryan - (TX) | City of Bryan - (TX) | TX | ERCOT | 0 | 105 | 0% | 0 | 5.8144 |  | 24.15% | 0 | 5.715 | 5.378 |  | 101.3191
Newgulf Cogen | Gas CT | Rockland Power Partners | Rockland Power Partners | TX | ERCOT | 0 | 101.9 | 0% | 0 | 5.6512 |  | 33.77% | 0 | 5.1948 | 12.545 |  |  | 99.7023
Grayson | Gas ST | City of Glendale - (CA) | City of Glendale - (CA) | CA | West | surplus | 123 | 0.4934% | 4902.6238 | 11.831 |  | 27.48% | 4890.7233 | 11.7038 | 8.117 |  | 98.8456
Sowega Power | Gas CT | Georgia Energy Cooperative | Georgia Energy Cooperative | GA | Southeast | surplus | 99.6 | 1.505% | 6922.5282 | 6.3459 |  | 29.49% | 3385.2902 | 5.8396 | 8.8945 |  | 98.6988
Dicks Creek | Gas CT | Luminant Dick's Creek | Vistra | OH | PJM | surplus | 159.1 | 0.07529% | 1147.9714 | 8.6624 |  | 16.31% | 1147.9714 | 8.2702 | 9.7944 |  | 98.5461
Chevron Oil | Gas CT | Mississippi Power Co | Southern Co. | MS | Southeast | surplus | 170.5 | 29.11% | 265289.4705 | 55.3076 |  | 42.91% | 263514.5415 | 52.8498 | 5.1935 |  | 97.8883
Robert A Reid | Gas CT | Big Rivers Electric | Big Rivers Electric | KY | MISO | surplus | 98.8 | 0.06051% | 554.5553 | 5.1443 |  | 34.42% | 167.0123 | 5.0172 | 7.4807 |  |  | 96.7699
Potter Station 2 | Gas CC | Town of Braintree - (MA) | Town of Braintree - (MA) | MA | ISONE | surplus | 101 | 0.2764% | 1442.8331 | 7.9447 |  | 19.96% | 887.3047 | 7.7168 | 5.4476 |  | 96.7192
T J Labbe Electric Generating | Gas CT | Lafayette Utilities System | Lafayette Utilities System | LA | MISO | surplus | 100.8 | 0.1379% | 869.9346 | 5.2797 |  | 24.4% | 105.9948 | 5.0858 | 5.082 |  | 96.4944
Hargis-Hebert Electric Generating | Gas CT | Lafayette Utilities System | Lafayette Utilities System | LA | MISO | surplus | 100.8 | 0.452% | 2731.1991 | 5.5302 |  | 24.46% | 432.0687 | 5.1435 | 5.082 |  | 96.4944
Noblesville | Gas CC | Duke Energy Indiana | Duke Energy | IN | MISO | surplus | 283 | 52.52% | 485882.5838 | 84.3436 |  | 42.8% | 323934.3144 | 61.1047 | 5.307 |  | 96.2147
Blount Street | Gas ST | Madison Gas & Electric Co | MGE Energy | WI | MISO | surplus | 100 | 0.00126% | 9.6943 | 10.0687 |  | 21.93% | 0 | 9.2412 | 5.0142 |  | 96.2147
Sugar Creek Power | Gas CC | Northern Indiana Pub Serv Co | NiSource | IN | MISO | surplus | 619.4 | 91.39% | 1851313.6051 | 258.5985 |  | 72.78% | 1361747.884 | 207.115 | 3.5742 |  |  | 96.0946
Osawatomie | Gas CT | Evergy Metro | Evergy | KS | SPP | surplus | 102 | 0.5343% | 3391.1576 | 3.8145 |  | 34.19% | 228.7678 | 3.0342 | 3.287 |  |  | 96.0946
Schiller | Coal | Granite Shore Power | Granite Shore Power | NH | ISONE | surplus | 100 | 6.185% | 86047.2722 | 16.1187 |  | 24.6% | 71063.6656 | 15.0777 | 5.5455 |  | 95.7616
General Electric Plastic | Gas CC | Alabama Power Co | Southern Co. | AL | Southeast | surplus | 97 | 20.12% | 101756.7049 | 21.597 |  | 33.98% | 38066.7077 | 13.7529 | 7.0082 |  | 95.6963
AMEA Peaking | Gas CT | Alabama Municipal Elec Authority | Alabama Municipal Elec Authority | AL | Southeast | surplus | 98.6 | 1.576% | 7349.4885 | 6.5349 |  | 24.56% | 3504.0182 | 5.9049 | 6.3494 |  | 94.9807
Walnut Creek Energy Park | Gas CT | Walnut Creek | NRG Energy | CA | CAISO | surplus | 500 | 0.08888% | 2051.8299 | 28.3094 |  | 5.463% | 1238.3936 | 27.7963 | 9.931 |  |  | 94.8972
Sentinel Energy Center, LLC | Gas CT | Diamond Generatingration | Mitsubishi | CA | CAISO | surplus | 800 | 0.1504% | 5552.1197 | 45.9223 |  | 3.613% | 3482.3788 | 45.1027 | 9.905 |  |  | 94.8972
Dansby | Gas CT | City of Bryan - (TX) | City of Bryan - (TX) | TX | ERCOT | 0 | 98.2 | 0.008966% | 41.4522 | 5.0407 |  | 24.16% | 25.7708 | 4.9409 | 5.0159 |  | 94.5645
James River Power Station | Gas CT | City Utilities of Springfield - (MO) | City Utilities of Springfield - (MO) | MO | SPP | surplus | 197.5 | 2.816% | 35114.5752 | 19.5343 |  | 13.4% | 15994.3297 | 14.5645 | 6.1742 |  | 93.27
Whitewater Valley | Coal | City of Richmond - (IN) | City of Richmond - (IN) | IN | PJM | surplus | 93.9 | 0.9262% | 10171.8846 | 11.1007 |  | 21.87% | 6113.7327 | 10.4533 | 5.6171 |  | 90.4418
Hermiston Power Partnership | Gas CC | Hermiston Power Partnership | Energy Capital Partners | OR | West | surplus | 689.4 | 39.77% | 915530.0986 | 186.3375 |  | 34.13% | 688466.9957 | 164.1804 | 5.0667 |  |  | 89.4999
Lime Creek | Other Fossil | Interstate Power and Light Co | Alliant Energy | IA | MISO | surplus | 90.2 | 0% | 0 | 3.7617 |  | 26.83% | 0 | 3.8242 | 6.2387 |  | 88.6915
Brush Generation Facility | Gas CC | Bicent Power | Beowulf Energy | CO | West | surplus | 273.4 | 6.384% | 86777.2722 | 42.9254 |  | 16.67% | 47930.0727 | 33.0852 | 10.0748 |  |  | 87.9726
Germantown | Gas CT | Wisconsin Electric Power Co | WEC Energy Group | WI | MISO | surplus | 90.9 | 0.3404% | 2303.2521 | 5.0743 |  | 21.79% | 424.0165 | 4.9015 | 4.5744 |  | 87.5554
Buchanan Generation LLC | Gas CT | CONSOL Energy | CONSOL Energy | VA | PJM | surplus | 88 | 4.052% | 16441.3439 | 7.1646 |  | 29.53% | 6101.6772 | 5.569 | 7.4768 |  | 86.7307
Gans | Gas CT | Gans Energy | LS Power | PA | PJM | surplus | 87.6 | 3.72% | 15889.5717 | 6.5491 |  | 26.87% | 5945.6096 | 5.3352 | 8.224 |  | 86.7206
Masspower | Gas CC | Masspower | Vistra | MA | ISONE | surplus | 260.9 | 17.09% | 151456.0746 | 49.0428 |  | 18.47% | 104413.6799 | 43.1292 | 5.0302 |  | 86.1854
Central Energy Plant | Gas CC | Reedy Creek Improvement Dist | Reedy Creek Improvement Dist | FL | Southeast | surplus | 70 | 0.04284% | 242.7384 | 5.3626 |  | 29.39% | 178.108 | 5.2614 | 8.1023 | 17 | 69.0892
R M Heskett | Gas CT | Montana-Dakota Utilities Co | MDU Resources Group | ND | MISO | surplus | 176 | 0.1435% | 2343.4674 | 12.0627 |  | 22.44% | 799.9125 | 12.1828 | 6.3991 |  |  | 86.0177
Yucca | Gas ST | Imperial Irrigation District | Imperial Irrigation District | AZ | West | surplus | 86.7 | 0.8604% | 3786.5629 | 8.2935 |  | 31.56% | 2383.3577 | 7.9585 | 8.9052 |  | 85.9957
El Centro Hybrid | Gas CC | Imperial Irrigation District | Imperial Irrigation District | CA | CAISO | surplus | 276.7 | 14.69% | 153229.3156 | 46.5083 |  | 23.9% | 127721.4708 | 43.0937 | 8.812 |  |  | 85.4074
Theodore Cogen Facility | Gas CC | Alabama Power Co | Southern Co. | AL | Southeast | surplus | 317.4 | 83.8% | 840699.497 | 134.1948 |  | 66.77% | 598888.7579 | 111.7714 | 4.6136 |  | 85.0114
Chambersburg | Gas CT | Chambersburg Energy | LS Power | PA | PJM | surplus | 87.6 | 6.452% | 26878.9596 | 7.4849 |  | 24.43% | 10296.8277 | 6.0175 | 5.4083 |  | 84.6689
Springdale 1 & 2 | Gas CT | Springdale Energy | LS Power | PA | PJM | surplus | 87.6 | 4.346% | 18544.8072 | 6.7824 |  | 22.21% | 7472.5001 | 5.6837 | 5.7337 |  | 84.5991
San Jacinto Steam Electric Station | Gas CT | NRG Texas Power | NRG Energy | TX | ERCOT | 0 | 176.4 | 0% | 0 | 4.1882 |  | 14.48% | 0 | 3.9231 | 8.6287 |  |  | 83.5095
Clifton | Gas CT | Sunflower Electric Power | Sunflower Electric Power | KS | SPP | surplus | 85 | 0.00481% | 37.9236 | 4.374 |  | 45.91% | 0 | 4.2556 | 7.2375 |  |  | 83.0853
Ralph Green | Gas CT | Evergy Missouri West | Evergy | MO | SPP | surplus | 85 | 0.1201% | 946.6173 | 3.9 |  | 22.73% | 2.4433 | 3.6241 | 4.9098 |  | 82.1932
Stony Brook | Gas CC | Massachusetts Mun Wholes Electric Co | Massachusetts Mun Wholes Electric Co | MA | ISONE | surplus | 255 | 3.741% | 40135.2845 | 32.5509 |  | 8.676% | 23453.2276 | 30.1815 | 4.8342 |  | 81.3974
Suwannee River | Other Fossil | Duke Energy Florida | Duke Energy | FL | Southeast | surplus | 65.9 | 0.005745% | 35.5354 | 3.1403 |  | 28.83% | 17.9904 | 2.8416 | 6.4195 | 16 | 65.1412
Richmond | Gas CT | Indiana Municipal Power Agency | Indiana Municipal Power Agency | IN | PJM | surplus | 82.8 | 0.01138% | 57.8094 | 4.1664 |  | 25.72% | 20.5718 | 4.1162 | 7.6922 |  | 80.8078
Hancock | Gas CT | DTE Electric Company | DTE Energy | MI | MISO | surplus | 160.2 | 0.1495% | 1664.5682 | 7.4955 |  | 11.21% | 1551.6039 | 7.5476 | 4.0026 |  | 80.7537
Tinker | Gas CT | Oklahoma Gas & Electric Co | OGE Energy | OK | SPP | surplus | 82 | 0.01539% | 80.0273 | 2.9176 |  | 30.02% | 25417.632 | 6.3815 | 5.4014 |  | 80.5371
A L Pierce | Gas CT | Connecticut Mun Elec Engy Coop | Connecticut Mun Elec Engy Coop | CT | ISONE | surplus | 84 | 0.05059% | 255.6001 | 4.3316 |  | 19.85% | 158.2816 | 4.2472 | 4.53 |  | 80.4397
Ray Olinger | Gas CT | City of Garland - (TX) | City of Garland - (TX) | TX | ERCOT | 0 | 82.7 | 0.001099% | 5.7619 | 4.2294 |  | 24.06% | 5.2461 | 4.1567 | 4.9958 |  | 80.0904
Lake Road (MO) | Gas CT | Evergy Missouri West | Evergy | MO | SPP | surplus | 85 | 0.8977% | 3068.7923 | 4.5384 |  | 41.82% | 28268.722 | 6.9698 | 3.4736 |  |  | 80.0788
W.A. Parish Carbon Capture Plant | Gas CT | Petra Nova Power I | NRG Energy | TX | ERCOT | 0 | 82.2 | 0% | 0 | 7.9816 |  | 23.91% | 0 | 7.4818 | 4.4551 |  | 79.1254
Walton Bainbridge Power Facility | Other Fossil | Walton Bainbridge | Walton Bainbridge | GA | Southeast | surplus | 80 | 0% | 0 | 3.106 |  | 28.77% | 0 | 2.9281 | 7.5245 |  | 78.9591
Chillicothe | Gas CT | Chillicothe Municipal Utils | Chillicothe Municipal Utils | MO | SPP | surplus | 80 | 0.2569% | 1480.3416 | 4.4303 |  | 27.44% | 149.9314 | 4.0979 | 7.5295 |  | 78.8461
Michigan Power LP | Gas CC | Osaka Gas USA | Osaka Gas USA | MI | MISO | surplus | 138.1 | 42.29% | 245504.2984 | 36.01 |  | 40.84% | 98833.7116 | 22.5533 | 8.0591 |  |  | 78.1979
El Centro Hybrid | Gas ST | Imperial Irrigation District | Imperial Irrigation District | CA | CAISO | surplus | 131.6 | 0.1075% | 871.0357 | 7.7646 |  | 22% | 519.0836 | 7.5083 | 8.0287 |  |  | 77.8157
Saguaro | Gas CT | Arizona Public Service Co | Pinnacle West Capital | AZ | West | surplus | 184.5 | 1.984% | 23052.3352 | 14.7425 |  | 15.03% | 22981.6675 | 14.17 | 5.0218 |  | 77.0996
491 E 48th Street | Gas CT | City of Holland | City of Holland | MI | MISO | surplus | 161.7 | 1.542% | 13860.4991 | 10.7384 |  | 19.87% | 3274.0136 | 8.8648 | 17.0525 |  |  | 77.0057
Black Hawk Station | Gas CT | Borger Energy Associates | Borger Energy Associates | TX | SPP | surplus | 370.8 | 6.283% | 86444.4423 | 43.3804 |  | 11.53% | 23631.5798 | 30.2066 | 7.747 |  |  | 76.4752
West Marinette 34 | Gas CT | Madison Gas & Electric Co | MGE Energy | WI | MISO | surplus | 83 | 2.479% | 11996.8421 | 6.8608 |  | 38.05% | 2342.7089 | 4.8919 | 20.8985 |  |  | 76.089
Cane Island | Gas CC | Florida Municipal Power Agency | Florida Municipal Power Agency | FL | Southeast | surplus | 674 | 93.24% | 2157570.8873 | 332.124 |  | 72.24% | 1592696.8892 | 278.6404 | 6.5113 |  | 74.6872
Langley Gulch Power Plant | Gas CC | Idaho Power Co | IDACORP | ID | West | surplus | 318.5 | 37.85% | 391428.7798 | 73.2774 |  | 36.34% | 312338.5358 | 66.4273 | 3.2719 |  | 74.2098
Dearborn Industrial Generation | Other Fossil | Dearborn Industrial Gen | CMS Energy | MI | MISO | surplus | 238 | 22.71% | 253199.2221 | 49.3249 |  | 22.34% | 109840.3439 | 34.2876 | 17.829 |  |  | 73.3387
Urquhart | Gas CT | Dominion Energy South Carolina | Dominion Energy | SC | Southeast | surplus | 111.1 | 1.442% | 7572.7839 | 6.3257 |  | 15.83% | 6377.5348 | 5.6866 | 5.4585 | 15 | 58.207
Forked River | Gas CT | Forked River Power | Forked River Power | NJ | PJM | surplus | 76.8 | 0.285% | 1368.0058 | 4.4343 |  | 22.5% | 615.8672 | 4.1405 | 4.51 |  | 73.1454
Silas Ray | Gas CC | Brownsville Public Utilities Board | Brownsville Public Utilities Board | TX | ERCOT | 0 | 75 | 1.728% | 6007.2563 | 8.338 |  | 26.94% | 2839.9581 | 7.3401 | 3.7876 |  | 72.5952
Hillabee Energy Center | Gas CC | CER Generation | Constellation Energy | AL | Southeast | surplus | 822.8 | 95.02% | 2629195.8911 | 388.9653 |  | 68.93% | 1852670.9107 | 322.1808 | 4.6948 |  | 72.3708
Montville Station | Gas ST | NRG Montville Operations | NRG Energy | CT | ISONE | surplus | 75 | 9.222e-18% | 4.7963e-14 | 6.6902 |  | 19.85% | 0 | 6.2657 | 3.8255 |  | 71.8212
Clayville | Gas CT | City of Vineland - (NJ) | City of Vineland - (NJ) | NJ | PJM | surplus | 73 | 2.605% | 9233.0843 | 5.2566 |  | 23.24% | 3040.0373 | 4.2994 | 3.8229 |  | 70.2581
McPherson 2 | Other Fossil | City of McPherson - (KS) | City of McPherson - (KS) | KS | SPP | surplus | 71.2 | 0.2164% | 2028.8417 | 3.8453 |  | 30.64% | 1325.8228 | 3.6809 | 6.6175 |  | 70.0128
Blewett | Other Fossil | Duke Energy Progress - (NC) | Duke Energy | NC | Southeast | surplus | 70 | 0% | 0 | 3.0679 |  | 21.83% | 0 | 2.835 | 4.3201 |  | 69.7067
Elk Mound | Gas CT | Dairyland Power Coop | Dairyland Power Coop. | WI | MISO | surplus | 71 | 0.1114% | 543.7412 | 3.7373 |  | 21.83% | 128.1718 | 3.5536 | 3.0486 |  | 69.2174
Big Bend | Gas CT | Tampa Electric Co | Emera | FL | Southeast | surplus | 69.9 | 1.973e-17% | 8.7962e-14 | 6.6613 |  | 28.82% | 4.0599 | 6.0835 | 5.0529 |  | 69.1411
Freedom Power Project | Gas CT | Southwestern Electric Coop- (IL) | Southwestern Electric Coop- (IL) | IL | MISO | surplus | 71 | 2.746% | 10375.923 | 5.2226 |  | 23.2% | 2865.7157 | 4.0345 | 3.6337 |  | 68.3332
M Street Jet | Other Fossil | Massachusetts Bay Trans Auth | Massachusetts Bay Trans Auth | MA | ISONE | surplus | 69 | 0% | 0 | 2.5531 |  | 25.13% | 0 | 2.5362 | 6.5163 |  | 67.9968
Hutchinson Energy Center | Other Fossil | Evergy Kansas Central | Evergy | KS | SPP | surplus | 72.7 | 0.009387% | 83.5904 | 2.0198 |  | 23.86% | 19.2806 | 2.0015 | 3.7592 |  | 67.8434
Fairgrounds | Other Fossil | Union Electric Co - (MO) | Ameren | MO | MISO | surplus | 68.3 | 0.0003668% | 3.2985 | 4.2717 |  | 26.93% | 0 | 3.7016 | 4.6421 |  | 67.0192
Energy Center Dover | Gas CC | Cartier Energy | Cartier Energy | DE | PJM | surplus | 68 | 20.87% | 55451.0474 | 12.9953 |  | 34.18% | 26857.178 | 9.3464 | 4.3682 |  | 65.8623
Powerlane Plant | Gas ST | City of Greenville - (TX) | City of Greenville - (TX) | TX | ERCOT | 0 | 87 | 0.1231% | 2772.7678 | 7.8147 |  | 18.96% | 2772.7678 | 7.6659 | 3.4814 |  | 65.6162
Howard Down | Gas CT | City of Vineland - (NJ) | City of Vineland - (NJ) | NJ | PJM | surplus | 68.2 | 3.012% | 9834.3715 | 4.9867 |  | 23.4% | 3320.1614 | 4.0508 | 3.5577 |  | 65.4459
Houma | Gas ST | Terrebonne Parish Consol Gov't | Terrebonne Parish Consol Gov't | LA | MISO | surplus | 78.9 | 0.9965% | 4789.1144 | 4.9484 |  | 21.19% | 3671.7165 | 4.739 | 3.9004 |  | 64.6513
Combined Locks Energy Center | Gas CC | Appleton Coated | Appleton Coated | WI | MISO | surplus | 66.5 | 0.2613% | 1286.1164 | 5.931 |  | 21.9% | 395.8499 | 5.4733 | 3.9736 |  | 63.4493
Waters River | Gas CT | City of Peabody - (MA) | City of Peabody - (MA) | MA | ISONE | surplus | 64.9 | 0.006416% | 23.6531 | 3.334 |  | 19.55% | 8.182 | 3.2751 | 3.5189 |  | 62.245
Summit Lake | Gas CT | Central Iowa Power Cooperative | Central Iowa Power Cooperative | IA | MISO | surplus | 62.3 | 5.416% | 17707.2764 | 5.4084 |  | 29.16% | 4725.9896 | 3.9387 | 3.5345 |  | 61.1057
Meramec | Other Fossil | Union Electric Co - (MO) | Ameren | MO | MISO | surplus | 62 | 0% | 0 | 2.0818 |  | 26.76% | 0 | 1.9408 | 4.2863 |  | 61.0917
Yuma Cogeneration Associates | Gas CC | Falcon Power Operating Company | Berkshire Hathaway | AZ | West | surplus | 62.6 | 8.729% | 24571.0768 | 9.6963 |  | 33.52% | 13362.8597 | 7.8178 | 4.5604 |  | 60.8478
Moreau | Other Fossil | Union Electric Co - (MO) | Ameren | MO | MISO | surplus | 60.8 | 0.009596% | 62.3291 | 1.9265 |  | 26.93% | 1.1084e-12 | 1.8089 | 4.1924 |  | 60.1201
Mexico | Other Fossil | Union Electric Co - (MO) | Ameren | MO | MISO | surplus | 60.7 | 0.005463% | 43.6558 | 1.9099 |  | 26.74% | 0 | 1.7977 | 4.2371 |  | 60.1201
St Bonifacius | Other Fossil | Great River Energy | Great River Energy | MN | MISO | surplus | 61.2 | 0% | 0 | 2.2671 |  | 26.74% | 0 | 2.2333 | 5.7881 |  | 60.0941
Lake One | Gas CT | City of Burbank Water and Power | City of Burbank Water and Power | CA | West | surplus | 60.5 | 3.432% | 10362.721 | 6.3556 |  | 35.88% | 8219.0429 | 5.4962 | 4.9173 |  | 59.3073
Apache Station | Gas CT | Arizona Electric Pwr Coop | Arizona Electric Pwr Coop | AZ | West | surplus | 171.1 | 2.894% | 28986.9103 | 11.9006 |  | 14.02% | 35663.8217 | 12.7563 | 3.2155 |  | 59.3073
Valley (CA) | Gas CT | Los Angeles Department of Water & Power | City of Los Angeles | CA | West | surplus | 60.5 | 0.2902% | 941.3451 | 3.4185 |  | 33.38% | 730.4288 | 3.3309 | 5.2565 |  | 59.3073
Moberly | Other Fossil | Union Electric Co - (MO) | Ameren | MO | MISO | surplus | 60.6 | 0.03904% | 213.5774 | 1.9427 |  | 24.19% | 13.3508 | 1.8125 | 4.0116 |  | 59.2653
Terry Bundy Generating Station | Gas CT | Lincoln Electric System | City of Lincoln - (NE) | NE | SPP | surplus | 60.5 | 0.598% | 1844.8373 | 4.1112 |  | 28.54% | 133.3407 | 3.2086 | 5.6327 |  | 59.1346
Silas Ray | Gas CT | Brownsville Public Utilities Board | Brownsville Public Utilities Board | TX | ERCOT | 0 | 61 | 0.1335% | 425.0306 | 3.3875 |  | 26.18% | 199.4259 | 3.1831 | 3.0805 |  | 59.0441
Chanute 2 | Gas CT | City of Chanute | City of Chanute | KS | SPP | surplus | 60 | 0.2182% | 739.6822 | 3.3013 |  | 27.4% | 6.2595 | 3.0315 | 4.6168 |  | 58.8928
West Campus Cogeneration Facility | Gas CC | Madison Gas & Electric Co | MGE Energy | WI | MISO | surplus | 169.3 | 10.26% | 90339.2787 | 27.161 |  | 11.8% | 33726.0211 | 18.9799 | 3.0493 |  | 58.691
Sterlington | Gas CT | Entergy Louisiana | Entergy | LA | MISO | surplus | 59.3 | 0% | 0 | 3.5155 |  | 25.13% | 0 | 2.8281 | 3.6142 |  | 58.207
Archbald Power Station | Gas CT | PEI Power | PEI Power | PA | PJM | surplus | 60.5 | 2.501% | 7810.0491 | 4.3264 |  | 21.29% | 2959.2526 | 3.6947 | 3.9093 |  | 57.6812
Grayson | Gas CT | City of Glendale - (CA) | City of Glendale - (CA) | CA | West | surplus | 110.4 | 1.307% | 7105.995 | 6.2206 |  | 18.27% | 5476.9486 | 5.4062 | 4.6188 |  | 56.342
Ames GT | Other Fossil | City of Ames - (IA) | City of Ames - (IA) | IA | MISO | surplus | 78.7 | 0.0194% | 225.0355 | 4.3355 |  | 19.89% | 225.0355 | 4.3151 | 5.3606 |  | 56.1713
Butler-Warner Generation Plant | Gas CT | Fayetteville Public Works Commission | Fayetteville Public Works Commission | NC | Southeast | surplus | 57.6 | 0.05892% | 286.2917 | 3.0116 |  | 21.89% | 12.1281 | 2.8602 | 3.7686 |  | 56.1526
Grays Ferry Cogeneration | Gas ST | Grays Ferry Cogen Partnership | Veolia Energy | PA | PJM | surplus | 57.6 | 4.544% | 16004.3358 | 6.0805 |  | 23.99% | 6589.4973 | 5.198 | 3.5356 |  | 55.8045
Ebensburg Power | Coal | Ebensburg Generation | Ebensburg Generation | PA | PJM | surplus | 57.6 | 4.953% | 37153.4175 | 11.2648 |  | 23.77% | 20440.0029 | 10.3321 | 3.7797 |  | 55.7585
Christiana | Other Fossil | Calpine Mid-Atlantic Generation | Energy Capital Partners | DE | PJM | surplus | 55 | 0% | 0 | 2.1409 |  | 27.07% | 0 | 2.0152 | 5.2803 |  | 55.189
Algonquin Windsor Locks | Gas CC | Algonquin Windsor Locks | Algonquin Power & Utilities | CT | ISONE | surplus | 71 | 0.6044% | 1883.1817 | 6.2858 |  | 15.85% | 824.71 | 5.9504 | 3.0811 |  | 53.6265
Mountain | Other Fossil | Mountain Power | Mountain Power | PA | PJM | surplus | 54 | 0% | 0 | 2.5529 |  | 26.58% | 0 | 2.3676 | 5.2013 |  | 53.2149
Tolna | Other Fossil | Tolna Power | Tolna Power | PA | PJM | surplus | 54 | 0% | 0 | 2.1052 |  | 27.11% | 0 | 1.9803 | 5.1427 |  | 53.2149
Stanton Energy Center | Gas CC | Orlando Utilities Comm | Orlando Utilities Commision | FL | Southeast | surplus | 333 | 87.58% | 988982.778 | 150.0349 |  | 67.54% | 712323.6228 | 123.0069 | 4.6526 |  | 53.0672
Wansley | Other Fossil | Georgia Power Co | Southern Co. | GA | Southeast | surplus | 52.8 | 0% | 0 | 2.2828 |  | 26.34% | 0 | 2.0964 | 3.8023 |  | 52.2631
Wheaton | Other Fossil | Northern States Power Co - Minnesota | Xcel Energy | WI | MISO | replacement | 106.2 | 0% | 0 | 0.13559 |  | 13.11% | 0 | 0.18205 | 3.7849 |  | 52.2129
Warren | Gas CT | Warren Generation | Warren Generation | PA | PJM | surplus | 53.1 | 0.02095% | 86.9806 | 2.9046 |  | 24.21% | 27.6013 | 2.6641 | 5.0853 |  | 52.2129
Deer Island Treatment Plant | Other Fossil | Massachusetts Wtr Rauth-Deer I | Massachusetts Wtr RAuth-Deer I | MA | ISONE | surplus | 52 | 0.006303% | 18.3381 | 1.9278 |  | 19.55% | 16.6978 | 1.9058 | 2.8185 |  | 49.796
Anadarko Plant | Gas ST | Western Farmers Elec Coop | Western Farmers Elec Coop | OK | SPP | surplus | 84.6 | 0.009695% | 77.1654 | 6.6635 |  | 18.56% | 77.1654 | 6.6851 | 3.9072 |  | 49.3494
Cimarron River | Gas ST | Sunflower Electric Power | Sunflower Electric Power | KS | SPP | surplus | 50 | 0.01691% | 52.1847 | 2.8023 |  | 31.65% | 0 | 2.7091 | 3.1459 |  | 49.1363
Pine Bluff Energy Center | Gas CC | Pine Bluff Energy | Energy Capital Partners | AR | MISO | surplus | 230.4 | 22.51% | 231642.9542 | 44.2305 |  | 15.59% | 107422.9423 | 31.5301 | 2.6835 |  | 48.1882
Energy Center Dover | Gas CT | Cartier Energy | Cartier Energy | DE | PJM | surplus | 50 | 3.26% | 6048.1176 | 3.83 |  | 24.1% | 2459.973 | 3.1738 | 2.7583 |  | 48.122
Hunlock Power Station | Gas CC | UGI Development Co | UGI | PA | PJM | surplus | 145.9 | 50.81% | 269187.7009 | 36.7349 |  | 39.53% | 168830.8019 | 29.4081 | 2.9206 |  | 48.0677
Hinds Energy Facility | Gas CT | Entergy Mississippi | Entergy | MS | MISO | surplus | 49.1 | 0.3069% | 793.9724 | 3.9101 |  | 18.38% | 392.1385 | 2.5543 | 1.8925 |  | 46.8715
Foster Wheeler Mt Carmel Cogen | Coal | Mount Carmel Cogen | Mount Carmel Cogen | PA | PJM | surplus | 47.3 | 3.062% | 20324.4967 | 6.9585 |  | 23.33% | 11646.6367 | 6.1027 | 2.6951 |  | 45.2209
Van Sant Station | Gas CT | City of Dover - (DE) | City of Dover - (DE) | DE | PJM | surplus | 45.1 | 0% | 0 | 2.285 |  | 27.43% | 0 | 2.2635 | 3.8299 |  | 44.3509
J Robert Massengale | Gas CC | City of Lubbock - (TX) | City of Lubbock - (TX) | TX | SPP | surplus | 84 | 15.3% | 44829.0209 | 13.2888 |  | 26.3% | 24011.846 | 10.1515 | 3.5772 |  | 43.5012
Frontier | Gas CC | Oklahoma Gas & Electric Co | OGE Energy | OK | SPP | surplus | 131.4 | 53.97% | 256008.8882 | 57.375 |  | 37.84% | 131238.3917 | 32.5083 | 3.2264 |  | 43.4086
Glendive GT | Gas CT | Montana-Dakota Utilities Co | MDU Resources Group | MT | MISO | surplus | 83.7 | 6.205% | 47558.2713 | 10.8009 |  | 17.85% | 25278.086 | 9.6713 | 3.0813 |  | 42.3748
Hunlock Unit 4 | Gas CT | Hunlock Energy | UGI | PA | PJM | surplus | 44 | 1.668% | 3321.958 | 2.8606 |  | 21.86% | 1232.8334 | 2.5163 | 2.5666 |  | 42.2995
Apache Station | Coal | Arizona Electric Pwr Coop | Arizona Electric Pwr Coop | AZ | West | surplus | 204 | 25.83% | 504916.8509 | 48.1567 |  | 23.7% | 369125.6548 | 43.0449 | 1.2051 |  | 41.5444
Lansing Smith | Other Fossil | Florida Power & Light Co | NextEra Energy | FL | Southeast | surplus | 41.8 | 0% | 0 | 2.6903 |  | 28.59% | 0 | 2.5132 | 2.6979 |  | 41.4535
Sweatt | Gas CT | Mississippi Power Co | Southern Co. | MS | Southeast | surplus | 41.9 | 0% | 0 | 4.6764 |  | 27.55% | 0 | 3.7065 | 2.763 |  | 41.4355
Jack Watson | Gas CT | Mississippi Power Co | Southern Co. | MS | Southeast | surplus | 41.9 | 0% | 0 | 2.6866 |  | 27.54% | 0 | 2.2294 | 2.7424 |  | 41.4355
PSEG Salem Generating Station | Other Fossil | PSEG Nuclear | Public Service Enterprise Group | NJ | PJM | surplus | 41.8 | 0% | 0 | 1.6301 |  | 27.07% | 0 | 1.5329 | 3.9965 |  | 41.3942
Exelon Framingham LLC | Other Fossil | Exelon Power | Constellation Energy | MA | ISONE | surplus | 42.6 | 0% | 0 | 1.6536 |  | 24.73% | 0 | 1.5585 | 4.1655 |  | 41.3894
Waterford 1 & 2 | Other Fossil | Entergy Louisiana | Entergy | LA | MISO | surplus | 41 | 0.009503% | 35.8495 | 1.6965 |  | 25.07% | 18.3563 | 1.4491 | 2.5079 |  | 40.4489
Lon Wright | Gas CT | City of Fremont - (NE) | City of Fremont - (NE) | NE | SPP | surplus | 40 | 2.023% | 5392.1003 | 4.5871 |  | 28.88% | 1501.6569 | 2.8693 | 3.7543 |  | 39.423
Higginsville | Gas CT | City of Higginsville - (MO) | City of Higginsville - (MO) | MO | SPP | surplus | 40 | 0.3071% | 839.4925 | 2.233 |  | 26.6% | 92.5831 | 2.046 | 3.093 |  | 39.2344
Cherokee County Cogen | Gas CC | Cherokee County Cogen Partners | LS Power | SC | Southeast | surplus | 101.2 | 78.57% | 305285.0775 | 50.8989 |  | 60.97% | 205707.7452 | 43.2117 | 1.8081 |  | 39.1595
Coffeyville | Gas ST | City of Coffeyville - (KS) | City of Coffeyville - (KS) | KS | SPP | surplus | 58.7 | 0.005889% | 20.0351 | 2.2599 |  | 17.34% | 0 | 2.2203 | 2.5248 |  | 38.903
Merrimack | Other Fossil | Granite Shore Power | Granite Shore Power | NH | ISONE | surplus | 37.2 | 0% | 0 | 1.4466 |  | 24.75% | 0 | 1.3624 | 3.7978 |  | 37.4475
Westwood Generation LLC | Coal | Rausch Creek Generation | Rausch Creek Generation | PA | PJM | surplus | 36 | 3.626% | 18118.0188 | 12.8066 |  | 23.61% | 10158.3826 | 12.3959 | 2.0756 |  | 34.6373
Chalk Point Power | Other Fossil | Chalk Point Power | Chalk Point Power | MD | PJM | surplus | 35 | 0% | 0 | 1.6939 |  | 27.23% | 0 | 1.5701 | 3.1587 |  | 34.4952
Streeter Station | Gas ST | Cedar Falls Utilities | Cedar Falls Utilities | IA | MISO | surplus | 51.5 | 0.3426% | 2136.0837 | 4.1906 |  | 15.65% | 2136.0837 | 4.1424 | 2.0529 |  | 33.6751
Galion Generating Station | Gas CT | American Mun Power-Ohio | American Municipal Power | OH | PJM | surplus | 49.5 | 0.155% | 576.26 | 2.5868 |  | 17.13% | 574.2381 | 2.5698 | 2.8399 |  | 32.5202
Napoleon Peaking Station | Gas CT | American Mun Power-Ohio | American Municipal Power | OH | PJM | surplus | 49.5 | 0.1737% | 656.5035 | 2.5944 |  | 17.13% | 649.3527 | 2.5754 | 2.8391 |  | 32.5202
Bowling Green Generating Station | Gas CT | American Mun Power-Ohio | American Municipal Power | OH | PJM | surplus | 49.5 | 0.1676% | 576.3684 | 2.5887 |  | 17.13% | 575.0188 | 2.572 | 2.8391 |  | 32.5202
Wateree | Coal | Dominion Energy South Carolina | Dominion Energy | SC | Southeast | surplus | 771.8 | 13.58% | 909103.7767 | 264.6358 |  | 10.52% | 648269.5072 | 231.5914 | 2.3887 | 7 | 25.3104
O H Hutchings | Gas CT | Kimura Power | Rockland Capital | OH | PJM | surplus | 32.6 | 0.1201% | 145.2449 | 1.8161 |  | 21.46% | 62.1196 | 1.7148 | 1.9793 |  | 31.7509
Cane Island | Gas CT | Florida Municipal Power Agency | Florida Municipal Power Agency | FL | Southeast | surplus | 32 | 0.6656% | 1976.9509 | 2.2051 |  | 29.01% | 554.5177 | 1.8148 | 2.9937 |  | 31.5836
Hamilton Peaking | Gas CT | American Mun Power-Ohio | American Municipal Power | OH | PJM | surplus | 32 | 0.2667% | 490.948 | 1.7225 |  | 21.28% | 24.9386 | 1.6212 | 1.7097 |  | 30.7887
Bowling Green Peaking | Gas CT | American Mun Power-Ohio | American Municipal Power | OH | PJM | surplus | 32 | 0.4825% | 728.9366 | 1.7685 |  | 21.18% | 114.2858 | 1.6506 | 1.711 |  | 30.7887
Dartmouth Power Associates LP | Gas CC | Dartmouth Power Associates | Dartmouth Power Associates | MA | ISONE | surplus | 74.1 | 10.51% | 26846.856 | 12.0169 |  | 14.98% | 16050.538 | 10.2094 | 1.612 |  | 30.6437
Tom G Smith | Other Fossil | City of Lake Worth Beach - (FL) | City of Lake Worth - (FL) | FL | Southeast | surplus | 40.8 | 0.03209% | 125.961 | 2.7609 |  | 21.37% | 125.961 | 2.7534 | 2.9216 |  | 30.5966
Paulsboro Refinery | Gas CT | Paulsboro Refining Company - | Paulsboro Refining Company - | NJ | PJM | surplus | 30.5 | 2.314% | 2618.9864 | 3.9299 |  | 23.44% | 1188.7436 | 3.2945 | 1.7722 |  | 28.8732
Kenilworth Energy Facility | Gas CC | E F Kenilworth | Atlantic Powerration | NJ | PJM | surplus | 28.8 | 0.7022% | 1643.6424 | 3.1301 |  | 26.35% | 588.7982 | 2.7531 | 2.7921 |  | 28.5784
New Ulm | Other Fossil | New Ulm Public Utilities Comm | New Ulm Public Utilities Comm | MN | MISO | surplus | 51.5 | 0.05279% | 133.7156 | 1.9681 |  | 14.45% | 133.7156 | 1.959 | 2.6395 |  | 27.5842
ExxonMobil Oil Joliet Refinery | Other Fossil | ExxonMobil Oil | Exxon Mobil | IL | PJM | surplus | 39.7 | 14.76% | 33109.2366 | 10.2087 |  | 27.93% | 29492.0128 | 9.6712 | 1.7197 |  | 26.9401
Tasley | Other Fossil | Calpine Mid-Atlantic Generation | Energy Capital Partners | VA | PJM | surplus | 27 | 0% | 0 | 1.0513 |  | 27.9% | 0 | 0.98958 | 2.5366 |  | 26.6246
J Street | Gas CT | Lincoln Electric System | City of Lincoln - (NE) | NE | SPP | surplus | 27 | 0.006127% | 21.7792 | 1.3584 |  | 28.5% | 0 | 1.3435 | 2.5363 |  | 26.6106
Factory | Other Fossil | City of Springfield - (IL) | City of Springfield - (IL) | IL | MISO | surplus | 26.6 | 0% | 0 | 0.98428 |  | 27.07% | 0 | 0.97776 | 2.3039 |  | 26.6106
Niles Power Plant | Other Fossil | Niles Power | Niles Power | OH | PJM | surplus | 27 | 0% | 0 | 1.0426 |  | 24.39% | 0 | 0.98549 | 2.7322 |  | 26.599
Bay Front | Gas ST | Northern States Power Co - Minnesota | Xcel Energy | WI | MISO | surplus | 27.2 | 0% | 0 | 4.3551 |  | 21.57% | 0 | 4.1161 | 1.3431 |  | 25.9565
Tanner Street Generation | Gas CC | BT Generation Holdings | BT Generation Holdings | MA | ISONE | surplus | 150.5 | 1.404% | 7972.1574 | 9.2255 |  | 4.238% | 4124.2721 | 8.576 | 1.4954 |  | 25.8556
Tom G Smith | Gas ST | City of Lake Worth Beach - (FL) | City of Lake Worth - (FL) | FL | Southeast | surplus | 26.5 | 0.01718% | 42.2492 | 2.3268 |  | 28.27% | 14.0198 | 2.2896 | 2.4456 |  | 25.6617
East 12th Street | Gas ST | City of Winfield - (KS) | City of Winfield - (KS) | KS | SPP | surplus | 26.5 | 0.007732% | 12.1109 | 1.472 |  | 30.07% | 0 | 1.454 | 2.4333 |  | 25.6506
Cambridge CT Hybrid | Other Fossil | Great River Energy | Great River Energy | MN | MISO | surplus | 25.1 | 0% | 0 | 0.92982 |  | 26.45% | 0 | 0.91593 | 2.3732 |  | 24.6287
Maple Lake | Other Fossil | Great River Energy | Great River Energy | MN | MISO | surplus | 25 | 0% | 0 | 0.92611 |  | 26.76% | 0 | 0.91228 | 2.3723 |  | 24.6287
Rock Lake CT | Other Fossil | Great River Energy | Great River Energy | MN | MISO | surplus | 25 | 0% | 0 | 0.92611 |  | 26.45% | 0 | 0.91228 | 2.3738 |  | 24.6287
Mead Coated Board | Gas CT | Mead Coated Board | Mead Coated Board | AL | Southeast | surplus | 25 | 5.931% | 5503.1395 | 3.4207 |  | 26.63% | 2554.2204 | 2.8953 | 1.7102 |  | 24.2298
Brush Generation Facility | Gas CT | Bicent Power | Beowulf Energy | CO | West | surplus | 23.8 | 0.03134% | 56.0969 | 1.327 |  | 31.33% | 30.9928 | 1.2238 | 1.8637 |  | 23.5718
Lake Road (MO) | Other Fossil | Evergy Missouri West | Evergy | MO | SPP | surplus | 42.9 | 0.1428% | 333.9524 | 1.9711 |  | 12.83% | 274.2649 | 1.9323 | 1.3863 |  | 23.2075
Antelope Station | Gas RICE | Golden Spread Electric Cooperative | Golden Spread Electric Cooperative | TX | SPP | surplus | 167.4 | 9.944% | 73283.0391 | 23.9013 |  | 13.23% | 71465.1319 | 23.425 | 0.87984 |  | 22.3175
Dartmouth Power Associates LP | Gas CT | Dartmouth Power Associates | Dartmouth Power Associates | MA | ISONE | surplus | 23.3 | 0.06076% | 78.2034 | 1.3045 |  | 20.03% | 24.8525 | 1.2382 | 1.1515 |  | 22.0252
Branford | Other Fossil | Connecticut Jet Power | NRG Energy | CT | ISONE | surplus | 21.8 | 0% | 0 | 0.84734 |  | 25.15% | 0 | 0.79813 | 2.1681 |  | 21.6801
Franklin Drive | Other Fossil | Connecticut Jet Power | NRG Energy | CT | ISONE | surplus | 21.8 | 0% | 0 | 0.84734 |  | 24.98% | 0 | 0.79813 | 2.0562 |  | 21.6801
Torrington Terminal | Other Fossil | Connecticut Jet Power | NRG Energy | CT | ISONE | surplus | 21.8 | 0% | 0 | 0.84734 |  | 24.98% | 0 | 0.79813 | 2.0562 |  | 21.6801
Schiller | Other Fossil | Granite Shore Power | Granite Shore Power | NH | ISONE | surplus | 21.2 | 0% | 0 | 0.99922 |  | 24.75% | 0 | 0.92795 | 2.0641 |  | 20.6947
Kendall Square Station | Other Fossil | Kendall Green Energy | Kendall Green Energy | MA | ISONE | surplus | 41.3 | 0% | 0 | 0.82116 |  | 10.08% | 0 | 0.79469 | 1.1522 |  | 20.1099
Burlington (IA) | Coal | Interstate Power and Light Co | Alliant Energy | IA | MISO | surplus | 212 | 58.04% | 1112460.7253 | 60.7114 |  | 48.03% | 856250.5065 | 59.4282 | 0.66925 |  |  | 19.7842
Ponca City | Gas CC | Oklahoma Municipal Power Authority | Oklahoma Municipal Power Authority | OK | SPP | surplus | 73.8 | 13% | 37117.5172 | 11.4302 |  | 13.95% | 16773.9723 | 8.8919 | 1.8542 |  | 19.7312
Indian River Generating Station | Other Fossil | Indian River Power | NRG Energy | DE | PJM | surplus | 18.6 | 0% | 0 | 0.70422 |  | 27.65% | 0 | 0.67192 | 2.0669 |  | 18.7259
Portside Energy | Gas ST | Portside Energy | Portside Energy | IN | MISO | surplus | 19 | 0% | 0 | 1.5732 |  | 26.08% | 0 | 1.4285 | 1.7996 |  | 18.7238
White Lake | Other Fossil | Granite Shore Power | Granite Shore Power | NH | ISONE | surplus | 18.6 | 0% | 0 | 0.72332 |  | 24.48% | 0 | 0.68118 | 1.9103 |  | 18.7238
North Main Street | Other Fossil | City of Norwich - (CT) | City of Norwich - (CT) | CT | ISONE | surplus | 19 | 0% | 0 | 0.70293 |  | 25.19% | 0 | 0.69828 | 1.6286 |  | 18.7238
Delaware City 10 | Other Fossil | Calpine Mid-Atlantic Generation | Energy Capital Partners | DE | PJM | surplus | 18.5 | 0% | 0 | 0.72011 |  | 27.43% | 0 | 0.67783 | 1.5809 |  | 17.7404
Tunnel | Other Fossil | FirstLight Hydro Generating Company | PSP Investments | CT | ISONE | surplus | 18.5 | 0% | 0 | 0.71907 |  | 25.19% | 0 | 0.67731 | 1.6375 |  | 17.7383
Lost Nation | Other Fossil | Granite Shore Power | Granite Shore Power | NH | ISONE | surplus | 18 | 0% | 0 | 0.69999 |  | 22.68% | 0 | 0.65921 | 1.8584 |  | 17.7238
West Station (DE) | Other Fossil | Calpine Mid-Atlantic Generation | Energy Capital Partners | DE | PJM | surplus | 16.2 | 0% | 0 | 0.63058 |  | 27.1% | 0 | 0.59356 | 1.5263 |  | 15.7692
Edge Moor | Other Fossil | Calpine Mid-Atlantic Generation | Energy Capital Partners | DE | PJM | surplus | 12.5 | 0% | 0 | 0.48656 |  | 27.07% | 0 | 0.458 | 1.1242 |  | 11.8269
International Paper Riverdale Mill | Gas ST | International Paper Co-Riverdl | International Paper Co. | AL | Southeast | surplus | 11.6 | 2.662% | 1217.7833 | 1.6084 |  | 24.85% | 530.4332 | 1.4105 | 0.79053 |  | 11.6303
Hutchinson Plant #2 | Gas CC | Hutchinson Utilities Comm | Hutchinson Utilities Comm | MN | MISO | surplus | 65.5 | 12.8% | 36653.9983 | 11.0623 |  | 9.549% | 16125.8058 | 7.1884 | 0.71086 |  | 11.5362
Anadarko Plant | Gas CT | Western Farmers Elec Coop | Western Farmers Elec Coop | OK | SPP | surplus | 135 | 1.476% | 10230.36 | 8.1619 |  | 2.434% | 1222.848 | 6.952 | 0.65867 |  | 10.7174
Exira | Gas CT | Western Minnesota Mun Pwr Agny | Western Minnesota Mun Pwr Agny | IA | MISO | surplus | 181.5 | 12.77% | 115370.5854 | 23.1559 |  | 5.735% | 43622.1286 | 14.9538 | 0.40732 |  | 6.735