## User Guide
Purpose
This financial model is designed to evaluate the financial viability and investment returns for project developers and distribution companies (DisCos) from a renewable embedded generation (REG) project.
Description of the Interconnected Minigrid Business Model
Customer Segment: The renewable embedded generation (REG) business model is designed for mixed customer clusters or feeders with a significant concentration of commercial or industrial electricity consumption.
In this model, C&I customers with significant reliability needs are referred to as premium customers while residential customers or C&I customers with less stringent reliability requirements are referred to as non-premium customers.
Customer Value Proposition: Premium customers within the customer cluster receive 24/7 reliability at a lower cost than their current cost of electricity while non-premium customers receive increased hours of supply due to reduced load shedding.
Operation: The developer builds a REG power plant typically combining solar PV, battery storage, and thermal generation, and supplies electricity to the DisCo through this plant.
The DisCo integrates the electricity supplied from the REG plant with supply from the main grid to increase supply for all customers within the selected customer cluster.
By including battery storage and thermal generation, the embedded generation installation enables the DisCo to provide 24/7 reliability for premium customers, while the solar PV generation increases daytime supply for all customers, including nonpremium customers.
The REG developer will also fund distribution network upgrades and metering. These upgrades will be carried out by the DisCo and be repaid from the DisCo’s share of the REG project’s revenue
To address concerns about Nigerian DisCos’ liquidity issues, the REG model directs customer payments from REG-served feeders into an independent collections account (ICA) from which payments are made to both parties based on electricity supplied.
Customer Relationships: The DisCo has responsibility for electricity supply, billing and collections, and operating the distribution network in the ringfenced area. The developer has the responsibility to supply the DisCo with electricity from the REG solution.
Finances: The developer provides all the capital funding for the REG solution, the grid upgrades, and metering. Customers pay their tariffs into the ICA for electricity consumed. Payments to the DisCo and the developer are made from the ICA
The developer receives payment for electricity sold to the DisCo while the DisCo receives payment for electricity sold to customers.
Key
| 123 | Cells with orange fill and blue text are input cells. All user inputs should be entered into these cells.
| 123 | Cells with no fill and black text are calculation cells. Users should only edit these cells if making changes to a formula.
Worksheets
| Fixed Inputs |  | This tab includes all fixed outputs (i.e., outputs that don't change with time or the starting values for variable inputs) for the project. This includes the project timeline, economic indices, starting tariff, and financing structure.
Importantly, this tab also includes the Target IRR input cell which can be used together with a macro on the Developer Calculations tab to calculate an appropriate starting tariff.
| Variable Inputs |  | This tab includes inputs that have different values from year to year. This includes growth indices, DisCo assumptions, DER losses, CAPEX phasing and expansion, and fuel consumption.
| CAPEX Breakdown |  | This tab includes the detailed breakdown for the project CAPEX. Enter all CAPEX inputs on this tab.
| Developer Calculations |  | This tab performs the detailed calculations to determine the developer's returns from the project. This tab also contains a macro button which can be used to calculate the starting tariff that enables the developer to obtain their IRR Target.
| DisCo Calculations |  | This tab performs the detailed calculations to determine the DisCo's returns from the project. It also compares the DisCo's returns from the DER project to their returns under business as usual.
| Waterfall |  | This tab calculates the disbursements to the DisCo and developer from the independent collections account (ICA) based on actual collections from the REG project.
| Dashboard |  | This tab displays the key outputs from the model
How the model works
The model relies on inputs and assumptions around demand, project costs, financing structure, and DisCo supply to estimate the project's returns and other outputs.
To generate accurate outputs, these inputs should use the actual project inputs where possible. Check all input cells on the Fixed Inputs and Variable Inputs cells to ensure accuracy as these are all important to generate the correct outputs.
The developer's project IRR can either be an input or an output:
If the developer has an IRR target for the project, enter this value in the Target Project IRR input cell (Cell F7 on the Fixed Inputs tab) and then run the macro on the Developer Calculations tab to calculate the starting residential customer tariff that will generate this IRR
The calculated tariff will be displayed in Cell F26 on the Fixed Inputs tab
If the developer wants to test a tariff to determine what the IRR will be with that tariff, then enter the tariff in the Residential Customer Tariff input cell (Cell F26 on the Fixed Inputs tab) and the model will calculate the IRR based on that tariff
The calculated IRR will be displayed in Cell D95 on the Developer Calculations tab
The premium customer tariff is determined by determining the project's revenue requirement to pay obligations to the developer, the Nigerian Electricity Market, and the DisCo.
The revenue from non-premium customers is subtracted from the revenue requirement to determine the revenue that must come from premium customers. This is then used to determine the tariff that premium customers need to pay to make the full revenue requirement.

## Fixed Inputs
General Assumptions
| Operations Start Year |  | 2025
| Construction Year |  | 2024
| Project Lifetime | Years | 20
| Valuation Period | Years | 20
| Target Project USD IRR | USD % | 15%
Customer Assumptions
Business as usual (BAU)
| Premium Customer Demand | kWh/year | 6000000
| Non-Premium Customer Demand | kWh/year | 1000000
Post-REG
| Premium Customer Demand | kWh/year | 6000000
| Non-Premium Customer Demand | kWh/year | 1000000
Economic Assumptions
| Starting Exchange Rate | NGN/USD | 1500
| VAT Rate | % | 7.5%
| Corporate Income Tax Rate | % | 30%
| DisCo WACC | % | 12%
Tariffs
Developer Tariffs
| REG Tariff | N/kWh | 235.0085
| REG Tariff | USD/kWh | 0.15667
CAPEX Financing Structure
| Total CAPEX | USD | 3725000
Loan 1
| Loan 1% of CAPEX Funding | % | 20%
| Loan Amount | USD | 745000
| Loan Grace Period | Years | 1
| Loan Tenor | Years | 10
| Interest Rate | % | 5%
| Loan Drawdown Year | Year | 2024
Loan 2
| Loan 1% of CAPEX Funding | %
| Loan Amount | USD | 0
| Loan Grace Period | Years
| Loan Tenor | Years
| Interest Rate | %
| Loan Drawdown Year | Year
Grants
| Grant 1 % of CAPEX Funding | % | 10%
| Grant 2 % of CAPEX Funding | %
| Grant 3 % of CAPEX Funding | %
| Grant 1 | USD | 372500
| Grant 2 | USD | 0
| Grant 3 | USD | 0
| Total Grant Funding | USD | 372500
Grant Disbursement Year
| Grant 1 | Year | 2024
| Grant 2 | Year
| Grant 3 | Year
Equity
| Equity % of CAPEX Funding | % | 70%
| Equity Contribution | USD | 2607500
Project CAPEX
Project Cost
| Solar PV | USD | 780000
| Battery | USD | 650000
| Inverter | USD | 200000
| Diesel/gas generator | USD | 600000
| Other generation costs | USD | 1160000
| Distribution | USD | 35000
| Metering | USD | 300000
| Project development costs | USD | 0
| Other costs | USD | 0
| Total CAPEX | USD | 3725000
Project Size
| Solar PV | kWp | 2800
| Battery system | kWh | 1700
| Inverter | kVA | 3200
| Diesel/gas generator | kVA | 3000
| Land | Acres | 24000
| Metering | # of meters | 671
Equipment Lifetime
| Solar PV & BOS | Year | 20
| Battery system | Year | 10
| Inverter | Year | 10
| Diesel/gas generator | Year | 5
| Distribution | Year | 20
| Metering | Year | 20
Replacement Size
| Solar PV | kWp
| Battery system | kWh | 1700
| Inverter | kVA | 3200
| Diesel/gas generator | kVA | 3000
| Distribution | Lots
| Metering | # of meters
O&M
| Solar PV | USD/kW.year | 3.0621
| Battery system | USD/kWh.year | 3.8245
| Diesel/gas generator O&M | USD/kVA.year | 3.6174
| Starting Diesel Fuel Cost | NGN/L | 1200
| Starting Diesel Fuel Cost | USD/L | 0.8
| Distribution | USD/year
| Insurance | USD/year
| Land lease | USD/year
| Company overheads allocated to project | USD/year
| Security | USD/year
| Other operational costs | USD/year

## Variable Inputs
|  |  | 0 | 1 | 2 | 3 | 4 | 5 | 6 | 7 | 8 | 9 | 10 | 11 | 12 | 13 | 14 | 15 | 16 | 17 | 18 | 19 | 20 | 21 | 22 | 23 | 24 | 25 | 26 | 27 | 28 | 29 | 30
|  |  | 2024 | 2025 | 2026 | 2027 | 2028 | 2029 | 2030 | 2031 | 2032 | 2033 | 2034 | 2035 | 2036 | 2037 | 2038 | 2039 | 2040 | 2041 | 2042 | 2043 | 2044 | 2045 | 2046 | 2047 | 2048 | 2049 | 2050 | 2051 | 2052 | 2053 | 2054
Growth Indices
| Annual NGN/USD Depreciation | % | bar: 0 2024 to 20 2044
| Index | Index | 1 | 1 | 0.95 | 0.9025 | 0.85737 | 0.81451 | 0.77378 | 0.73509 | 0.69834 | 0.66342 | 0.63025 | 0.59874 | 0.5688 | 0.54036 | 0.51334 | 0.48767 | 0.46329 | 0.44013 | 0.41812 | 0.39721 | 0.37735 | 0.37735 | 0.37735 | 0.37735 | 0.37735 | 0.37735 | 0.37735 | 0.37735 | 0.37735 | 0.37735 | 0.37735
| USD:NGN |  | 1500 | 1500 | 1578.9474 | 1662.0499 | 1749.5262 | 1841.6065 | 1938.5332 | 2040.5612 | 2147.9592 | 2261.0097 | 2380.0102 | 2505.2739 | 2637.1304 | 2775.9267 | 2922.0281 | 3075.8191 | 3237.7043 | 3408.1098 | 3587.484 | 3776.2989 | 3975.0515 | 3975.0515 | 3975.0515 | 3975.0515 | 3975.0515 | 3975.0515 | 3975.0515 | 3975.0515 | 3975.0515 | 3975.0515 | 3975.0515
| USD Inflation rate | % | bar: 0 2024 to 20 2044
| Index | Index | 1 | 1 | 1.03 | 1.0609 | 1.0927 | 1.1255 | 1.1593 | 1.1941 | 1.2299 | 1.2668 | 1.3048 | 1.3439 | 1.3842 | 1.4258 | 1.4685 | 1.5126 | 1.558 | 1.6047 | 1.6528 | 1.7024 | 1.7535 | 1.7535 | 1.7535 | 1.7535 | 1.7535 | 1.7535 | 1.7535 | 1.7535 | 1.7535 | 1.7535 | 1.7535
| Diesel Price Increase Rate | % | bar: 0 2024 to 20 2044
| Index | Index | 1 | 1 | 1.04 | 1.0816 | 1.1249 | 1.1699 | 1.2167 | 1.2653 | 1.3159 | 1.3686 | 1.4233 | 1.4802 | 1.5395 | 1.601 | 1.6651 | 1.7317 | 1.8009 | 1.873 | 1.9479 | 2.0258 | 2.1068 | 2.1068 | 2.1068 | 2.1068 | 2.1068 | 2.1068 | 2.1068 | 2.1068 | 2.1068 | 2.1068 | 2.1068
| REG tariff increase rate | % | bar: 0 2024 to 20 2044
| Index | Index | 1 | 1 | 1.05 | 1.1025 | 1.1576 | 1.2155 | 1.2763 | 1.3401 | 1.4071 | 1.4775 | 1.5513 | 1.6289 | 1.7103 | 1.7959 | 1.8856 | 1.9799 | 2.0789 | 2.1829 | 2.292 | 2.4066 | 2.527 | 2.527 | 2.527 | 2.527 | 2.527 | 2.527 | 2.527 | 2.527 | 2.527 | 2.527 | 2.527
| O&M Cost Increase Rate | % | bar: 0 2024 to 20 2044
| Index | Index | 1 | 1 | 1.01 | 1.0201 | 1.0303 | 1.0406 | 1.051 | 1.0615 | 1.0721 | 1.0829 | 1.0937 | 1.1046 | 1.1157 | 1.1268 | 1.1381 | 1.1495 | 1.161 | 1.1726 | 1.1843 | 1.1961 | 1.2081 | 1.2081 | 1.2081 | 1.2081 | 1.2081 | 1.2081 | 1.2081 | 1.2081 | 1.2081 | 1.2081 | 1.2081
| Annual Premium Customer Load Growth | % | bar: 0 2024 to 20 2044
| Index | Index | 1 | 1 | 1.01 | 1.0201 | 1.0303 | 1.0406 | 1.051 | 1.0615 | 1.0721 | 1.0829 | 1.0937 | 1.1046 | 1.1157 | 1.1268 | 1.1381 | 1.1495 | 1.161 | 1.1726 | 1.1843 | 1.1961 | 1.2081 | 1.2081 | 1.2081 | 1.2081 | 1.2081 | 1.2081 | 1.2081 | 1.2081 | 1.2081 | 1.2081 | 1.2081
| Annual Non-Premium Customer Load Growth | % | bar: 0 2024 to 20 2044
| Index | Index | 1 | 1 | 1.01 | 1.0201 | 1.0303 | 1.0406 | 1.051 | 1.0615 | 1.0721 | 1.0829 | 1.0937 | 1.1046 | 1.1157 | 1.1268 | 1.1381 | 1.1495 | 1.161 | 1.1726 | 1.1843 | 1.1961 | 1.2081 | 1.2081 | 1.2081 | 1.2081 | 1.2081 | 1.2081 | 1.2081 | 1.2081 | 1.2081 | 1.2081 | 1.2081
DisCo Assumptions
| Percentage of supply from grid | % | 33% | 33% | 33% | 33% | 33% | 33% | 33% | 33% | 33% | 33% | 33% | 33% | 33% | 33% | 33% | 33% | 33% | 33% | 33% | 33% | 33%
| Percentage of supply from REG | % | 67% | 67% | 67% | 67% | 67% | 67% | 67% | 67% | 67% | 67% | 67% | 67% | 67% | 67% | 67% | 67% | 67% | 67% | 67% | 67% | 67%
| Cost of electricity purchased from grid (NBET) | N/kWh
| DisCo distribution tariff (MYTO) | N/kWh
BAU Customer Tariffs
| Premium customer tariff | N/kWh
| Non-premium customer tariff | N/kWh
Post-REG Customer Tariffs
| Non-premium customer tariff | N/kWh
Losses
BAU Losses
| Billing efficiency | %
| Premium customer collection efficiency | %
| Non-Premium customer collection efficiency | %
| Premium customer ATC&C losses with DER project | % | 100% | 100% | 100% | 100% | 100% | 100% | 100% | 100% | 100% | 100% | 100% | 100% | 100% | 100% | 100% | 100% | 100% | 100% | 100% | 100% | 100% | 100% | 100% | 100% | 100% | 100% | 100% | 100% | 100% | 100% | 100%
| Non-premium customer ATC&C losses with DER project |  | 100% | 100% | 100% | 100% | 100% | 100% | 100% | 100% | 100% | 100% | 100% | 100% | 100% | 100% | 100% | 100% | 100% | 100% | 100% | 100% | 100% | 100% | 100% | 100% | 100% | 100% | 100% | 100% | 100% | 100% | 100%
Post-REG Expected/Allowed Losses
| Billing efficiency | % | 100% | 100% | 100% | 100% | 100% | 100% | 100% | 100% | 100% | 100% | 100% | 100% | 100% | 100% | 100% | 100% | 100% | 100% | 100% | 100% | 100%
| Premium customer collection efficiency | % | 100% | 100% | 100% | 100% | 100% | 100% | 100% | 100% | 100% | 100% | 100% | 100% | 100% | 100% | 100% | 100% | 100% | 100% | 100% | 100% | 100%
| Non-Premium customer collection efficiency | % | 100% | 100% | 100% | 100% | 100% | 100% | 100% | 100% | 100% | 100% | 100% | 100% | 100% | 100% | 100% | 100% | 100% | 100% | 100% | 100% | 100%
| Premium customer ATC&C losses with DER project | % | 0% | 0% | 0% | 0% | 0% | 0% | 0% | 0% | 0% | 0% | 0% | 0% | 0% | 0% | 0% | 0% | 0% | 0% | 0% | 0% | 0% | 100% | 100% | 100% | 100% | 100% | 100% | 100% | 100% | 100% | 100%
| Non-premium customer ATC&C losses with DER project |  | 0% | 0% | 0% | 0% | 0% | 0% | 0% | 0% | 0% | 0% | 0% | 0% | 0% | 0% | 0% | 0% | 0% | 0% | 0% | 0% | 0% | 100% | 100% | 100% | 100% | 100% | 100% | 100% | 100% | 100% | 100%
Post-REG Actual Losses
| Billing efficiency | % | 100% | 100% | 100% | 100% | 100% | 100% | 100% | 100% | 100% | 100% | 100% | 100% | 100% | 100% | 100% | 100% | 100% | 100% | 100% | 100% | 100%
| Premium customer collection efficiency | % | 100% | 100% | 100% | 100% | 100% | 100% | 100% | 100% | 100% | 100% | 100% | 100% | 100% | 100% | 100% | 100% | 100% | 100% | 100% | 100% | 100%
| Non-Premium customer collection efficiency | % | 100% | 100% | 100% | 100% | 100% | 100% | 100% | 100% | 100% | 100% | 100% | 100% | 100% | 100% | 100% | 100% | 100% | 100% | 100% | 100% | 100%
| Premium customer ATC&C losses with DER project | % | 0% | 0% | 0% | 0% | 0% | 0% | 0% | 0% | 0% | 0% | 0% | 0% | 0% | 0% | 0% | 0% | 0% | 0% | 0% | 0% | 0% | 100% | 100% | 100% | 100% | 100% | 100% | 100% | 100% | 100% | 100%
| Non-premium customer ATC&C losses with DER project |  | 0% | 0% | 0% | 0% | 0% | 0% | 0% | 0% | 0% | 0% | 0% | 0% | 0% | 0% | 0% | 0% | 0% | 0% | 0% | 0% | 0% | 100% | 100% | 100% | 100% | 100% | 100% | 100% | 100% | 100% | 100%
CAPEX phasing
100%
Replacement & Expansion CAPEX
Replacement cost
| Solar PV Cost | USD/kW
| Battery Cost | USD/kWh | 100 | 100 | 100 | 100 | 100 | 100 | 100 | 100 | 100 | 100 | 100 | 100 | 100 | 100 | 100 | 100 | 100 | 100 | 100 | 100 | 100
| Inverter Cost | USD/kW | 5 | 5 | 5 | 5 | 5 | 5 | 5 | 5 | 5 | 5 | 5 | 5 | 5 | 5 | 5 | 5 | 5 | 5 | 5 | 5 | 5
| Diesel Genset Cost | USD/kVA | 25 | 25 | 25 | 25 | 25 | 25 | 25 | 25 | 25 | 25 | 25 | 25 | 25 | 25 | 25 | 25 | 25 | 25 | 25 | 25 | 25
Capacity Expansion
| Solar PV | kW
| Battery | kWh
| Inverter | kW
| Diesel Genset | kVA
OPEX Assumptions
Diesel/Gas consumption
| Total diesel/gas consumed | Unit | 250000 | 250000 | 250000 | 250000 | 250000 | 250000 | 250000 | 250000 | 250000 | 250000 | 250000 | 250000 | 250000 | 250000 | 250000 | 250000 | 250000 | 250000 | 250000 | 250000 | 250000

## CAPEX Breakdown
TOTAL |  | 3725000
Generation |  | 3390000
Solar PV | USD | 780000
Modules | USD | 500000
Racking | USD | 200000
Solar Inverter | USD | 80000
Charge Controller | USD
Battery Energy Storage System | USD | 850000
Battery Pack | USD | 650000
Inverter | USD | 200000
Diesel/Gas Generator | USD | 600000
Diesel/Gas Genset | USD | 600000
Genset Housing | USD
Storage Tank | USD
Other | USD | 1160000
Labour & Installation | USD | 50000
Land | USD | 800000
Shipping | USD | 250000
Clearing | USD | 40000
Logistics | USD | 20000
Distribution |  | 35000
Distribution Network Retrofits | USD | 35000
Cables | USD | 35000
Poles | USD
Accessories | USD
Transformers | USD
Distribution Network Expansion | USD | 0
Cables | USD
Poles | USD
Accessories | USD
Transformers | USD
Metering | USD | 300000
Meters | USD | 300000
Meter Boxes | USD
Metering Software | USD
Household Wiring | USD
Labour & Installation | USD
Shipping | USD
Clearing | USD
Project Development Costs | USD | 0
Site Identification | USD
Community Engagement | USD
Engineering Design | USD
Environmental Impact Assessment | USD
Licensing & Regulatory Costs | USD
Land Acquisition Costs | USD
Other Costs | USD | 0
[Insert item description here] | USD
[Insert item description here] | USD
[Insert item description here] | USD
[Insert item description here] | USD
[Insert item description here] | USD
[Insert item description here] | USD

## Developer Calculations
Year of Operation |  |  |  | 0 | 1 | 2 | 3 | 4 | 5 | 6 | 7 | 8 | 9 | 10 | 11 | 12 | 13 | 14 | 15 | 16 | 17 | 18 | 19 | 20 | 21 | 22 | 23 | 24 | 25 | 26 | 27 | 28 | 29 | 30
Calendar Year |  |  |  | 2024 | 2025 | 2026 | 2027 | 2028 | 2029 | 2030 | 2031 | 2032 | 2033 | 2034 | 2035 | 2036 | 2037 | 2038 | 2039 | 2040 | 2041 | 2042 | 2043 | 2044 | 2045 | 2046 | 2047 | 2048 | 2049 | 2050 | 2051 | 2052 | 2053 | 2054
Flags
| Operations Flag |  | Flag | 0 | 1 | 1 | 1 | 1 | 1 | 1 | 1 | 1 | 1 | 1 | 1 | 1 | 1 | 1 | 1 | 1 | 1 | 1 | 1 | 1 | 0 | 0 | 0 | 0 | 0 | 0 | 0 | 0 | 0 | 0
Indices
| USD Inflation Index |  | Index | 1 | 1 | 1.03 | 1.0609 | 1.0927 | 1.1255 | 1.1593 | 1.1941 | 1.2299 | 1.2668 | 1.3048 | 1.3439 | 1.3842 | 1.4258 | 1.4685 | 1.5126 | 1.558 | 1.6047 | 1.6528 | 1.7024 | 1.7535 | 1.7535 | 1.7535 | 1.7535 | 1.7535 | 1.7535 | 1.7535 | 1.7535 | 1.7535 | 1.7535 | 1.7535
| REG tariff index |  | Index | 1 | 1 | 1.05 | 1.1025 | 1.1576 | 1.2155 | 1.2763 | 1.3401 | 1.4071 | 1.4775 | 1.5513 | 1.6289 | 1.7103 | 1.7959 | 1.8856 | 1.9799 | 2.0789 | 2.1829 | 2.292 | 2.4066 | 2.527 | 2.527 | 2.527 | 2.527 | 2.527 | 2.527 | 2.527 | 2.527 | 2.527 | 2.527 | 2.527
| USD:NGN |  | Index | 1500 | 1500 | 1578.9474 | 1662.0499 | 1749.5262 | 1841.6065 | 1938.5332 | 2040.5612 | 2147.9592 | 2261.0097 | 2380.0102 | 2505.2739 | 2637.1304 | 2775.9267 | 2922.0281 | 3075.8191 | 3237.7043 | 3408.1098 | 3587.484 | 3776.2989 | 3975.0515 | 3975.0515 | 3975.0515 | 3975.0515 | 3975.0515 | 3975.0515 | 3975.0515 | 3975.0515 | 3975.0515 | 3975.0515 | 3975.0515
| CAPEX % |  | % | 100% | 0% | 0% | 0% | 0% | 0% | 0% | 0% | 0% | 0% | 0% | 0% | 0% | 0% | 0% | 0% | 0% | 0% | 0% | 0% | 0% | 0% | 0% | 0% | 0% | 0% | 0% | 0% | 0% | 0% | 0%
| Residential load growth index |  | Index | 1 | 1 | 1.01 | 1.0201 | 1.0303 | 1.0406 | 1.051 | 1.0615 | 1.0721 | 1.0829 | 1.0937 | 1.1046 | 1.1157 | 1.1268 | 1.1381 | 1.1495 | 1.161 | 1.1726 | 1.1843 | 1.1961 | 1.2081 | 1.2081 | 1.2081 | 1.2081 | 1.2081 | 1.2081 | 1.2081 | 1.2081 | 1.2081 | 1.2081 | 1.2081
| Commercial load growth index |  | Index | 1 | 1 | 1.01 | 1.0201 | 1.0303 | 1.0406 | 1.051 | 1.0615 | 1.0721 | 1.0829 | 1.0937 | 1.1046 | 1.1157 | 1.1268 | 1.1381 | 1.1495 | 1.161 | 1.1726 | 1.1843 | 1.1961 | 1.2081 | 1.2081 | 1.2081 | 1.2081 | 1.2081 | 1.2081 | 1.2081 | 1.2081 | 1.2081 | 1.2081 | 1.2081
Electricity Sales
| DisCo demand for REG Electricity |  | kWh | 0 | 4690000 | 4736900 | 4784269 | 4832111.69 | 4880432.8069 | 4929237.135 | 4978529.5063 | 5028314.8014 | 5078597.9494 | 5129383.9289 | 5180677.7682 | 5232484.5459 | 5284809.3913 | 5337657.4852 | 5391034.0601 | 5444944.4007 | 5499393.8447 | 5554387.7831 | 5609931.661 | 5666030.9776 | #DIV/0! | #DIV/0! | #DIV/0! | #DIV/0! | #DIV/0! | #DIV/0! | #DIV/0! | #DIV/0! | #DIV/0! | #DIV/0!
Tariffs
| REG Tariff |  | USD/kWh | 0 | 0.15667 | 0.16451 | 0.17273 | 0.18137 | 0.19044 | 0.19996 | 0.20996 | 0.22045 | 0.23148 | 0.24305 | 0.2552 | 0.26796 | 0.28136 | 0.29543 | 0.3102 | 0.32571 | 0.342 | 0.3591 | 0.37705 | 0.3959 | 0 | 0 | 0 | 0 | 0 | 0 | 0 | 0 | 0 | 0
| REG Tariff |  | NGN/kWh | 0 | 235.0085 | 259.7462 | 287.0879 | 317.3077 | 350.7085 | 387.6252 | 428.4279 | 473.5255 | 523.3703 | 578.4619 | 639.3527 | 706.653 | 781.0375 | 863.252 | 954.1206 | 1054.5543 | 1165.56 | 1288.2506 | 1423.8559 | 1573.7355 | 0 | 0 | 0 | 0 | 0 | 0 | 0 | 0 | 0 | 0
Equipment Replacement and Expansion
Replacement Flag
| Solar PV |  | flag | 0 | 0 | 0 | 0 | 0 | 0 | 0 | 0 | 0 | 0 | 0 | 0 | 0 | 0 | 0 | 0 | 0 | 0 | 0 | 0 | 0 | 0 | 0 | 0 | 0 | 0 | 0 | 0 | 0 | 0 | 0
| Battery |  | flag | 0 | 0 | 0 | 0 | 0 | 0 | 0 | 0 | 0 | 0 | 0 | 1 | 0 | 0 | 0 | 0 | 0 | 0 | 0 | 0 | 0 | 0 | 0 | 0 | 0 | 0 | 0 | 0 | 0 | 0 | 0
| Inverter |  | flag | 0 | 0 | 0 | 0 | 0 | 0 | 0 | 0 | 0 | 0 | 0 | 1 | 0 | 0 | 0 | 0 | 0 | 0 | 0 | 0 | 0 | 0 | 0 | 0 | 0 | 0 | 0 | 0 | 0 | 0 | 0
| Diesel Genset |  | flag | 0 | 0 | 0 | 0 | 0 | 0 | 1 | 0 | 0 | 0 | 0 | 1 | 0 | 0 | 0 | 0 | 1 | 0 | 0 | 0 | 0 | 0 | 0 | 0 | 0 | 0 | 0 | 0 | 0 | 0 | 0
Replacement cost
| Solar PV |  | USD | 0 | 0 | 0 | 0 | 0 | 0 | 0 | 0 | 0 | 0 | 0 | 0 | 0 | 0 | 0 | 0 | 0 | 0 | 0 | 0 | 0 | 0 | 0 | 0 | 0 | 0 | 0 | 0 | 0 | 0 | 0
| Battery |  | USD | 0 | 0 | 0 | 0 | 0 | 0 | 0 | 0 | 0 | 0 | 0 | 170000 | 0 | 0 | 0 | 0 | 0 | 0 | 0 | 0 | 0 | 0 | 0 | 0 | 0 | 0 | 0 | 0 | 0 | 0 | 0
| Inverter |  | USD | 0 | 0 | 0 | 0 | 0 | 0 | 0 | 0 | 0 | 0 | 0 | 16000 | 0 | 0 | 0 | 0 | 0 | 0 | 0 | 0 | 0 | 0 | 0 | 0 | 0 | 0 | 0 | 0 | 0 | 0 | 0
| Diesel Genset |  | USD | 0 | 0 | 0 | 0 | 0 | 0 | 75000 | 0 | 0 | 0 | 0 | 75000 | 0 | 0 | 0 | 0 | 75000 | 0 | 0 | 0 | 0 | 0 | 0 | 0 | 0 | 0 | 0 | 0 | 0 | 0 | 0
Expansion cost
| Solar PV |  | USD | 0 | 0 | 0 | 0 | 0 | 0 | 0 | 0 | 0 | 0 | 0 | 0 | 0 | 0 | 0 | 0 | 0 | 0 | 0 | 0 | 0 | 0 | 0 | 0 | 0 | 0 | 0 | 0 | 0 | 0 | 0
| Battery |  | USD | 0 | 0 | 0 | 0 | 0 | 0 | 0 | 0 | 0 | 0 | 0 | 0 | 0 | 0 | 0 | 0 | 0 | 0 | 0 | 0 | 0 | 0 | 0 | 0 | 0 | 0 | 0 | 0 | 0 | 0 | 0
| Inverter |  | USD | 0 | 0 | 0 | 0 | 0 | 0 | 0 | 0 | 0 | 0 | 0 | 0 | 0 | 0 | 0 | 0 | 0 | 0 | 0 | 0 | 0 | 0 | 0 | 0 | 0 | 0 | 0 | 0 | 0 | 0 | 0
| Diesel Genset |  | USD | 0 | 0 | 0 | 0 | 0 | 0 | 0 | 0 | 0 | 0 | 0 | 0 | 0 | 0 | 0 | 0 | 0 | 0 | 0 | 0 | 0 | 0 | 0 | 0 | 0 | 0 | 0 | 0 | 0 | 0 | 0
Financial Statements (all cash flows nominal)
Profit and Loss
Revenue
| Revenue from electricity sales to DisCo |  | USD | 0 | 734793.2121 | 779248.2014 | 826392.7176 | 876389.477 | 929411.0404 | 985640.4083 | 1045271.653 | 1108510.588 | 1175575.4786 | 1246697.7951 | 1322123.0117 | 1402111.4539 | 1486939.1968 | 1576899.0182 | 1672301.4088 | 1773475.6441 | 1880770.9205 | 1994557.5612 | 2115228.2937 | 2243199.6055 | #DIV/0! | #DIV/0! | #DIV/0! | #DIV/0! | #DIV/0! | #DIV/0! | #DIV/0! | #DIV/0! | #DIV/0! | #DIV/0!
| Total expected developer revenue |  | USD | 0 | 734793.2121 | 779248.2014 | 826392.7176 | 876389.477 | 929411.0404 | 985640.4083 | 1045271.653 | 1108510.588 | 1175575.4786 | 1246697.7951 | 1322123.0117 | 1402111.4539 | 1486939.1968 | 1576899.0182 | 1672301.4088 | 1773475.6441 | 1880770.9205 | 1994557.5612 | 2115228.2937 | 2243199.6055 | #DIV/0! | #DIV/0! | #DIV/0! | #DIV/0! | #DIV/0! | #DIV/0! | #DIV/0! | #DIV/0! | #DIV/0! | #DIV/0!
| Actual revenue received |  | USD | 0 | 734793.2121 | 779248.2014 | 826392.7176 | 876389.477 | 929411.0404 | 985640.4083 | 1045271.653 | 1108510.588 | 1175575.4786 | 1246697.7951 | 1322123.0117 | 1402111.4539 | 1486939.1968 | 1576899.0182 | 1672301.4088 | 1773475.6441 | 1880770.9205 | 1994557.5612 | 2115228.2937 | 2243199.6055 | #DIV/0! | #DIV/0! | #DIV/0! | #DIV/0! | #DIV/0! | #DIV/0! | #DIV/0! | #DIV/0! | #DIV/0! | #DIV/0!
| Developer revenue shortfall |  | USD | 0 | 0 | 0 | 0 | 0 | 0 | 0 | 0 | 0 | 0 | 0 | 0 | 0 | 0 | 0 | 0 | 0 | 0 | 0 | 0 | 0 | #DIV/0! | #DIV/0! | #DIV/0! | #DIV/0! | #DIV/0! | #DIV/0! | #DIV/0! | #DIV/0! | #DIV/0! | #DIV/0!
VAT
| VAT on electricity sales |  | USD | 0 | -55109.4909 | -58443.6151 | -61979.4538 | -65729.2108 | -69705.828 | -73923.0306 | -78395.374 | -83138.2941 | -88168.1609 | -93502.3346 | -99159.2259 | -105158.359 | -111520.4398 | -118267.4264 | -125422.6057 | -133010.6733 | -141057.819 | -149591.8171 | -158642.122 | -168239.9704 | #DIV/0! | #DIV/0! | #DIV/0! | #DIV/0! | #DIV/0! | #DIV/0! | #DIV/0! | #DIV/0! | #DIV/0! | #DIV/0!
| Total revenues net of VAT |  | USD | 0 | 679683.7212 | 720804.5863 | 764413.2638 | 810660.2662 | 859705.2123 | 911717.3777 | 966876.279 | 1025372.2939 | 1087407.3177 | 1153195.4604 | 1222963.7858 | 1296953.0948 | 1375418.7571 | 1458631.5919 | 1546878.8032 | 1640464.9708 | 1739713.1015 | 1844965.7441 | 1956586.1717 | 2074959.6351 | #DIV/0! | #DIV/0! | #DIV/0! | #DIV/0! | #DIV/0! | #DIV/0! | #DIV/0! | #DIV/0! | #DIV/0! | #DIV/0!
Operating Costs
| Diesel/Gas fuel cost |  | USD | 0 | -200000 | -208000 | -216320 | -224972.8 | -233971.712 | -243330.5805 | -253063.8037 | -263186.3558 | -273713.8101 | -284662.3625 | -296048.857 | -307890.8113 | -320206.4437 | -333014.7015 | -346335.2895 | -360188.7011 | -374596.2491 | -389580.0991 | -405163.3031 | -421369.8352 | 0 | 0 | 0 | 0 | 0 | 0 | 0 | 0 | 0 | 0
| Solar PV O&M |  | USD | 0 | -8573.8916 | -8659.6305 | -8746.2269 | -8833.6891 | -8922.026 | -9011.2463 | -9101.3587 | -9192.3723 | -9284.296 | -9377.139 | -9470.9104 | -9565.6195 | -9661.2757 | -9757.8885 | -9855.4673 | -9954.022 | -10053.5622 | -10154.0979 | -10255.6388 | -10358.1952 | 0 | 0 | 0 | 0 | 0 | 0 | 0 | 0 | 0 | 0
| Battery O&M |  | USD | 0 | -6501.6 | -6566.616 | -6632.2822 | -6698.605 | -6765.591 | -6833.2469 | -6901.5794 | -6970.5952 | -7040.3012 | -7110.7042 | -7181.8112 | -7253.6293 | -7326.1656 | -7399.4273 | -7473.4215 | -7548.1558 | -7623.6373 | -7699.8737 | -7776.8724 | -7854.6412 | 0 | 0 | 0 | 0 | 0 | 0 | 0 | 0 | 0 | 0
| Diesel/Gas O&M |  | USD | 0 | -10852.2321 | -10960.7545 | -11070.362 | -11181.0656 | -11292.8763 | -11405.805 | -11519.8631 | -11635.0617 | -11751.4123 | -11868.9265 | -11987.6157 | -12107.4919 | -12228.5668 | -12350.8525 | -12474.361 | -12599.1046 | -12725.0957 | -12852.3466 | -12980.8701 | -13110.6788 | 0 | 0 | 0 | 0 | 0 | 0 | 0 | 0 | 0 | 0
| Distribution O&M |  | USD | 0 | 0 | 0 | 0 | 0 | 0 | 0 | 0 | 0 | 0 | 0 | 0 | 0 | 0 | 0 | 0 | 0 | 0 | 0 | 0 | 0 | 0 | 0 | 0 | 0 | 0 | 0 | 0 | 0 | 0 | 0
| Insurance |  | USD | 0 | 0 | 0 | 0 | 0 | 0 | 0 | 0 | 0 | 0 | 0 | 0 | 0 | 0 | 0 | 0 | 0 | 0 | 0 | 0 | 0 | 0 | 0 | 0 | 0 | 0 | 0 | 0 | 0 | 0 | 0
| Land lease |  | USD | 0 | 0 | 0 | 0 | 0 | 0 | 0 | 0 | 0 | 0 | 0 | 0 | 0 | 0 | 0 | 0 | 0 | 0 | 0 | 0 | 0 | 0 | 0 | 0 | 0 | 0 | 0 | 0 | 0 | 0 | 0
| Company overheads allocated to project |  | USD | 0 | 0 | 0 | 0 | 0 | 0 | 0 | 0 | 0 | 0 | 0 | 0 | 0 | 0 | 0 | 0 | 0 | 0 | 0 | 0 | 0 | 0 | 0 | 0 | 0 | 0 | 0 | 0 | 0 | 0 | 0
| Security |  | USD | 0 | 0 | 0 | 0 | 0 | 0 | 0 | 0 | 0 | 0 | 0 | 0 | 0 | 0 | 0 | 0 | 0 | 0 | 0 | 0 | 0 | 0 | 0 | 0 | 0 | 0 | 0 | 0 | 0 | 0 | 0
| Other operational costs |  | USD | 0 | 0 | 0 | 0 | 0 | 0 | 0 | 0 | 0 | 0 | 0 | 0 | 0 | 0 | 0 | 0 | 0 | 0 | 0 | 0 | 0 | 0 | 0 | 0 | 0 | 0 | 0 | 0 | 0 | 0 | 0
| Total operating costs |  | USD | 0 | -225927.7238 | -234187.001 | -242768.871 | -251686.1597 | -260952.2053 | -270580.8787 | -280586.6049 | -290984.3851 | -301789.8196 | -313019.1321 | -324689.1943 | -336817.552 | -349422.4518 | -362522.8697 | -376138.5394 | -390289.9835 | -404998.5444 | -420286.4173 | -436176.6844 | -452693.3504 | 0 | 0 | 0 | 0 | 0 | 0 | 0 | 0 | 0 | 0
| EBITDA |  | USD | 0 | 453755.9974 | 486617.5853 | 521644.3928 | 558974.1065 | 598753.007 | 641136.499 | 686289.6741 | 734387.9088 | 785617.4981 | 840176.3283 | 898274.5915 | 960135.5429 | 1025996.3052 | 1096108.7222 | 1170740.2638 | 1250174.9873 | 1334714.5571 | 1424679.3269 | 1520409.4872 | 1622266.2847 | #DIV/0! | #DIV/0! | #DIV/0! | #DIV/0! | #DIV/0! | #DIV/0! | #DIV/0! | #DIV/0! | #DIV/0! | #DIV/0!
| Depreciation |  | USD | 0 | -260750 | -260750 | -260750 | -260750 | -260750 | -140750 | -155750 | -155750 | -155750 | -155750 | -70750 | -89350 | -89350 | -89350 | -89350 | -89350 | -89350 | -89350 | -89350 | -89350 | -33600 | 0 | 0 | 0 | 0 | 0 | 0 | 0 | 0 | 0
| EBIT |  | USD | 0 | 193005.9974 | 225867.5853 | 260894.3928 | 298224.1065 | 338003.007 | 500386.499 | 530539.6741 | 578637.9088 | 629867.4981 | 684426.3283 | 827524.5915 | 870785.5429 | 936646.3052 | 1006758.7222 | 1081390.2638 | 1160824.9873 | 1245364.5571 | 1335329.3269 | 1431059.4872 | 1532916.2847 | #DIV/0! | #DIV/0! | #DIV/0! | #DIV/0! | #DIV/0! | #DIV/0! | #DIV/0! | #DIV/0! | #DIV/0! | #DIV/0!
| Interest payable on loan 1 |  | USD | 0 | -37250 | -33871.7945 | -30324.6788 | -26600.2072 | -22689.5121 | -18583.2822 | -14271.7409 | -9744.6224 | -4991.1481 | 0 | 0 | 0 | 0 | 0 | 0 | 0 | 0 | 0 | 0 | 0 | 0 | 0 | 0 | 0 | 0 | 0 | 0 | 0 | 0 | 0
| Interest payable on loan 2 |  | USD | 0 | 0 | 0 | 0 | 0 | 0 | 0 | 0 | 0 | 0 | 0 | 0 | 0 | 0 | 0 | 0 | 0 | 0 | 0 | 0 | 0 | 0 | 0 | 0 | 0 | 0 | 0 | 0 | 0 | 0 | 0
| EBT |  | USD | 0 | 155755.9974 | 191995.7908 | 230569.714 | 271623.8993 | 315313.4949 | 481803.2167 | 516267.9332 | 568893.2864 | 624876.35 | 684426.3283 | 827524.5915 | 870785.5429 | 936646.3052 | 1006758.7222 | 1081390.2638 | 1160824.9873 | 1245364.5571 | 1335329.3269 | 1431059.4872 | 1532916.2847 | #DIV/0! | #DIV/0! | #DIV/0! | #DIV/0! | #DIV/0! | #DIV/0! | #DIV/0! | #DIV/0! | #DIV/0! | #DIV/0!
| Total Tax |  | USD | 0 | -46726.7992 | -57598.7372 | -69170.9142 | -81487.1698 | -94594.0485 | -144540.965 | -154880.38 | -170667.9859 | -187462.905 | -205327.8985 | -248257.3774 | -261235.6629 | -280993.8916 | -302027.6167 | -324417.0791 | -348247.4962 | -373609.3671 | -400598.7981 | -429317.8462 | -459874.8854 | #DIV/0! | #DIV/0! | #DIV/0! | #DIV/0! | #DIV/0! | #DIV/0! | #DIV/0! | #DIV/0! | #DIV/0! | #DIV/0!
| Net profit before grant |  | USD | 0 | 109029.1982 | 134397.0535 | 161398.7998 | 190136.7295 | 220719.4464 | 337262.2517 | 361387.5533 | 398225.3005 | 437413.445 | 479098.4298 | 579267.214 | 609549.88 | 655652.4137 | 704731.1055 | 756973.1846 | 812577.4911 | 871755.19 | 934730.5288 | 1001741.6411 | 1073041.3993 | #DIV/0! | #DIV/0! | #DIV/0! | #DIV/0! | #DIV/0! | #DIV/0! | #DIV/0! | #DIV/0! | #DIV/0! | #DIV/0!
| Grant 1 |  | USD | 372500 | 0 | 0 | 0 | 0 | 0 | 0 | 0 | 0 | 0 | 0 | 0 | 0 | 0 | 0 | 0 | 0 | 0 | 0 | 0 | 0 | 0 | 0 | 0 | 0 | 0 | 0 | 0 | 0 | 0 | 0
| Grant 2 |  | USD | 0 | 0 | 0 | 0 | 0 | 0 | 0 | 0 | 0 | 0 | 0 | 0 | 0 | 0 | 0 | 0 | 0 | 0 | 0 | 0 | 0 | 0 | 0 | 0 | 0 | 0 | 0 | 0 | 0 | 0 | 0
| Grant 3 |  | USD | 0 | 0 | 0 | 0 | 0 | 0 | 0 | 0 | 0 | 0 | 0 | 0 | 0 | 0 | 0 | 0 | 0 | 0 | 0 | 0 | 0 | 0 | 0 | 0 | 0 | 0 | 0 | 0 | 0 | 0 | 0
| Net profit after grant |  | USD | 372500 | 109029.1982 | 134397.0535 | 161398.7998 | 190136.7295 | 220719.4464 | 337262.2517 | 361387.5533 | 398225.3005 | 437413.445 | 479098.4298 | 579267.214 | 609549.88 | 655652.4137 | 704731.1055 | 756973.1846 | 812577.4911 | 871755.19 | 934730.5288 | 1001741.6411 | 1073041.3993 | #DIV/0! | #DIV/0! | #DIV/0! | #DIV/0! | #DIV/0! | #DIV/0! | #DIV/0! | #DIV/0! | #DIV/0! | #DIV/0!
Returns
Unlevered Project IRR
| EBITDA |  | USD | 0 | 453755.9974 | 486617.5853 | 521644.3928 | 558974.1065 | 598753.007 | 641136.499 | 686289.6741 | 734387.9088 | 785617.4981 | 840176.3283 | 898274.5915 | 960135.5429 | 1025996.3052 | 1096108.7222 | 1170740.2638 | 1250174.9873 | 1334714.5571 | 1424679.3269 | 1520409.4872 | 1622266.2847 | #DIV/0! | #DIV/0! | #DIV/0! | #DIV/0! | #DIV/0! | #DIV/0! | #DIV/0! | #DIV/0! | #DIV/0! | #DIV/0!
| Tax |  | USD | 0 | -46726.7992 | -57598.7372 | -69170.9142 | -81487.1698 | -94594.0485 | -144540.965 | -154880.38 | -170667.9859 | -187462.905 | -205327.8985 | -248257.3774 | -261235.6629 | -280993.8916 | -302027.6167 | -324417.0791 | -348247.4962 | -373609.3671 | -400598.7981 | -429317.8462 | -459874.8854 | #DIV/0! | #DIV/0! | #DIV/0! | #DIV/0! | #DIV/0! | #DIV/0! | #DIV/0! | #DIV/0! | #DIV/0! | #DIV/0!
| Total Grant |  | USD | 372500 | 0 | 0 | 0 | 0 | 0 | 0 | 0 | 0 | 0 | 0 | 0 | 0 | 0 | 0 | 0 | 0 | 0 | 0 | 0 | 0 | 0 | 0 | 0 | 0 | 0 | 0 | 0 | 0 | 0 | 0
| CAPEX |  | USD | -3725000 | 0 | 0 | 0 | 0 | 0 | 0 | 0 | 0 | 0 | 0 | 0 | 0 | 0 | 0 | 0 | 0 | 0 | 0 | 0 | 0 | 0 | 0 | 0 | 0 | 0 | 0 | 0 | 0 | 0 | 0
| Reinvestment |  | USD | 0 | 0 | 0 | 0 | 0 | 0 | -75000 | 0 | 0 | 0 | 0 | -261000 | 0 | 0 | 0 | 0 | -75000 | 0 | 0 | 0 | 0 | 0 | 0 | 0 | 0 | 0 | 0 | 0 | 0 | 0 | 0
| Unlevered Cashflow to Project |  | USD | -3352500 | 407029.1982 | 429018.8481 | 452473.4786 | 477486.9367 | 504158.9585 | 421595.5339 | 531409.2941 | 563719.9229 | 598154.5931 | 634848.4298 | 389017.214 | 698899.88 | 745002.4137 | 794081.1055 | 846323.1846 | 826927.4911 | 961105.19 | 1024080.5288 | 1091091.6411 | 1162391.3993 | #DIV/0! | #DIV/0! | #DIV/0! | #DIV/0! | #DIV/0! | #DIV/0! | #DIV/0! | #DIV/0! | #DIV/0! | #DIV/0!
| Unlevered project IRR | 15%
| Cumulative cashflow |  | USD | -3352500 | -2945470.8018 | -2516451.9538 | -2063978.4752 | -1586491.5385 | -1082332.5799 | -660737.046 | -129327.7519 | 434392.1711 | 1032546.7641 | 1667395.1939 | 2056412.408 | 2755312.288 | 3500314.7016 | 4294395.8072 | 5140718.9918 | 5967646.4829 | 6928751.6729 | 7952832.2017 | 9043923.8428 | 10206315.2421 | #DIV/0! | #DIV/0! | #DIV/0! | #DIV/0! | #DIV/0! | #DIV/0! | #DIV/0! | #DIV/0! | #DIV/0! | #DIV/0!
| Undiscounted payback period | 8 |  | 0 | 0 | 0 | 0 | 0 | 0 | 0 | 0 | 8 | 0 | 0 | 0 | 0 | 0 | 0 | 0 | 0 | 0 | 0 | 0 | 0 | #DIV/0! | #DIV/0! | #DIV/0! | #DIV/0! | #DIV/0! | #DIV/0! | #DIV/0! | #DIV/0! | #DIV/0! | #DIV/0!
Equity IRR
| EBITDA |  | USD | 0 | 453755.9974 | 486617.5853 | 521644.3928 | 558974.1065 | 598753.007 | 641136.499 | 686289.6741 | 734387.9088 | 785617.4981 | 840176.3283 | 898274.5915 | 960135.5429 | 1025996.3052 | 1096108.7222 | 1170740.2638 | 1250174.9873 | 1334714.5571 | 1424679.3269 | 1520409.4872 | 1622266.2847 | #DIV/0! | #DIV/0! | #DIV/0! | #DIV/0! | #DIV/0! | #DIV/0! | #DIV/0! | #DIV/0! | #DIV/0! | #DIV/0!
| Tax |  | USD | 0 | -46726.7992 | -57598.7372 | -69170.9142 | -81487.1698 | -94594.0485 | -144540.965 | -154880.38 | -170667.9859 | -187462.905 | -205327.8985 | -248257.3774 | -261235.6629 | -280993.8916 | -302027.6167 | -324417.0791 | -348247.4962 | -373609.3671 | -400598.7981 | -429317.8462 | -459874.8854 | #DIV/0! | #DIV/0! | #DIV/0! | #DIV/0! | #DIV/0! | #DIV/0! | #DIV/0! | #DIV/0! | #DIV/0! | #DIV/0!
| Total Grant |  | USD | 372500 | 0 | 0 | 0 | 0 | 0 | 0 | 0 | 0 | 0 | 0 | 0 | 0 | 0 | 0 | 0 | 0 | 0 | 0 | 0 | 0 | 0 | 0 | 0 | 0 | 0 | 0 | 0 | 0 | 0 | 0
| CAPEX |  | USD | -3725000 | 0 | 0 | 0 | 0 | 0 | 0 | 0 | 0 | 0 | 0 | 0 | 0 | 0 | 0 | 0 | 0 | 0 | 0 | 0 | 0 | 0 | 0 | 0 | 0 | 0 | 0 | 0 | 0 | 0 | 0
| Reinvestment |  | USD | 0 | 0 | 0 | 0 | 0 | 0 | -75000 | 0 | 0 | 0 | 0 | -261000 | 0 | 0 | 0 | 0 | -75000 | 0 | 0 | 0 | 0 | 0 | 0 | 0 | 0 | 0 | 0 | 0 | 0 | 0 | 0
| Debt Funding |  | USD | 745000 | 0 | 0 | 0 | 0 | 0 | 0 | 0 | 0 | 0 | 0 | 0 | 0 | 0 | 0 | 0 | 0 | 0 | 0 | 0 | 0 | 0 | 0 | 0 | 0 | 0 | 0 | 0 | 0 | 0 | 0
| Principal Repayment |  | USD | 0 | -67564.1096 | -70942.3151 | -74489.4308 | -78213.9024 | -82124.5975 | -86230.8273 | -90542.3687 | -95069.4871 | -99822.9615 | 0 | 0 | 0 | 0 | 0 | 0 | 0 | 0 | 0 | 0 | 0 | 0 | 0 | 0 | 0 | 0 | 0 | 0 | 0 | 0 | 0
| Interest Payment |  | USD | 0 | -37250 | -33871.7945 | -30324.6788 | -26600.2072 | -22689.5121 | -18583.2822 | -14271.7409 | -9744.6224 | -4991.1481 | 0 | 0 | 0 | 0 | 0 | 0 | 0 | 0 | 0 | 0 | 0 | 0 | 0 | 0 | 0 | 0 | 0 | 0 | 0 | 0 | 0
| Cashflow to equity |  | USD | -2607500 | 302215.0886 | 324204.7385 | 347659.369 | 372672.8271 | 399344.849 | 316781.4244 | 426595.1845 | 458905.8133 | 493340.4835 | 634848.4298 | 389017.214 | 698899.88 | 745002.4137 | 794081.1055 | 846323.1846 | 826927.4911 | 961105.19 | 1024080.5288 | 1091091.6411 | 1162391.3993 | #DIV/0! | #DIV/0! | #DIV/0! | #DIV/0! | #DIV/0! | #DIV/0! | #DIV/0! | #DIV/0! | #DIV/0! | #DIV/0!
| Equity IRR | 16.27%
| Cumulative cashflow |  |  | -2607500 | -2305284.9114 | -1981080.1729 | -1633420.8039 | -1260747.9768 | -861403.1278 | -544621.7035 | -118026.5189 | 340879.2944 | 834219.7779 | 1469068.2077 | 1858085.4217 | 2556985.3017 | 3301987.7154 | 4096068.8209 | 4942392.0056 | 5769319.4967 | 6730424.6867 | 7754505.2155 | 8845596.8566 | 10007988.2558 | #DIV/0! | #DIV/0! | #DIV/0! | #DIV/0! | #DIV/0! | #DIV/0! | #DIV/0! | #DIV/0! | #DIV/0! | #DIV/0!
| Undiscounted payback period | 8 |  | 0 | 0 | 0 | 0 | 0 | 0 | 0 | 0 | 8 | 0 | 0 | 0 | 0 | 0 | 0 | 0 | 0 | 0 | 0 | 0 | 0 | #DIV/0! | #DIV/0! | #DIV/0! | #DIV/0! | #DIV/0! | #DIV/0! | #DIV/0! | #DIV/0! | #DIV/0! | #DIV/0!
Debt repayment
Debt schedule for loan 1
| Loan drawdown flag |  | flag | 1 | 0 | 0 | 0 | 0 | 0 | 0 | 0 | 0 | 0 | 0 | 0 | 0 | 0 | 0 | 0 | 0 | 0 | 0 | 0 | 0 | 0 | 0 | 0 | 0 | 0 | 0 | 0 | 0 | 0 | 0
| Loan repayment flag for loan 1 |  | flag | 0 | 1 | 1 | 1 | 1 | 1 | 1 | 1 | 1 | 1 | 1 | 0 | 0 | 0 | 0 | 0 | 0 | 0 | 0 | 0 | 0 | 0 | 0 | 0 | 0 | 0 | 0 | 0 | 0 | 0 | 0
| Loan opening balance |  | USD | 745000 | 745000 | 677435.8904 | 606493.5754 | 532004.1445 | 453790.2422 | 371665.6447 | 285434.8174 | 194892.4487 | 99822.9615 | 0 | 0 | 0 | 0 | 0 | 0 | 0 | 0 | 0 | 0 | 0 | 0 | 0 | 0 | 0 | 0 | 0 | 0 | 0 | 0 | 0
| Principal repayment |  | USD | 0 | 67564.1096 | 70942.3151 | 74489.4308 | 78213.9024 | 82124.5975 | 86230.8273 | 90542.3687 | 95069.4871 | 99822.9615 | 0 | 0 | 0 | 0 | 0 | 0 | 0 | 0 | 0 | 0 | 0 | 0 | 0 | 0 | 0 | 0 | 0 | 0 | 0 | 0 | 0
| Loan closing balance |  | USD | 745000 | 677435.8904 | 606493.5754 | 532004.1445 | 453790.2422 | 371665.6447 | 285434.8174 | 194892.4487 | 99822.9615 | 0 | 0 | 0 | 0 | 0 | 0 | 0 | 0 | 0 | 0 | 0 | 0 | 0 | 0 | 0 | 0 | 0 | 0 | 0 | 0 | 0 | 0
| Interest expense for loan 1 |  | USD | 0 | 37250 | 33871.7945 | 30324.6788 | 26600.2072 | 22689.5121 | 18583.2822 | 14271.7409 | 9744.6224 | 4991.1481 | 0 | 0 | 0 | 0 | 0 | 0 | 0 | 0 | 0 | 0 | 0 | 0 | 0 | 0 | 0 | 0 | 0 | 0 | 0 | 0 | 0
Loan 1 summary
| Drawdown |  | USD | 745000 | 0 | 0 | 0 | 0 | 0 | 0 | 0 | 0 | 0 | 0 | 0 | 0 | 0 | 0 | 0 | 0 | 0 | 0 | 0 | 0 | 0 | 0 | 0 | 0 | 0 | 0 | 0 | 0 | 0 | 0
| Interest |  | USD | 0 | 37250 | 33871.7945 | 30324.6788 | 26600.2072 | 22689.5121 | 18583.2822 | 14271.7409 | 9744.6224 | 4991.1481 | 0 | 0 | 0 | 0 | 0 | 0 | 0 | 0 | 0 | 0 | 0 | 0 | 0 | 0 | 0 | 0 | 0 | 0 | 0 | 0 | 0
| Principal |  | USD | 0 | 67564.1096 | 70942.3151 | 74489.4308 | 78213.9024 | 82124.5975 | 86230.8273 | 90542.3687 | 95069.4871 | 99822.9615 | 0 | 0 | 0 | 0 | 0 | 0 | 0 | 0 | 0 | 0 | 0 | 0 | 0 | 0 | 0 | 0 | 0 | 0 | 0 | 0 | 0
| Closing balance |  | USD | 745000 | 677435.8904 | 606493.5754 | 532004.1445 | 453790.2422 | 371665.6447 | 285434.8174 | 194892.4487 | 99822.9615 | 0 | 0 | 0 | 0 | 0 | 0 | 0 | 0 | 0 | 0 | 0 | 0 | 0 | 0 | 0 | 0 | 0 | 0 | 0 | 0 | 0 | 0
Debt schedule for loan 2
| Loan drawdown flag |  | flag | 0 | 0 | 0 | 0 | 0 | 0 | 0 | 0 | 0 | 0 | 0 | 0 | 0 | 0 | 0 | 0 | 0 | 0 | 0 | 0 | 0 | 0 | 0 | 0 | 0 | 0 | 0 | 0 | 0 | 0 | 0
| Loan repayment flag for loan 2 |  | flag | 0 | 0 | 0 | 0 | 0 | 0 | 0 | 0 | 0 | 0 | 0 | 0 | 0 | 0 | 0 | 0 | 0 | 0 | 0 | 0 | 0 | 0 | 0 | 0 | 0 | 0 | 0 | 0 | 0 | 0 | 0
| Loan opening balance |  | USD | 0 | 0 | 0 | 0 | 0 | 0 | 0 | 0 | 0 | 0 | 0 | 0 | 0 | 0 | 0 | 0 | 0 | 0 | 0 | 0 | 0 | 0 | 0 | 0 | 0 | 0 | 0 | 0 | 0 | 0 | 0
| Principal repayment |  | USD | 0 | 0 | 0 | 0 | 0 | 0 | 0 | 0 | 0 | 0 | 0 | 0 | 0 | 0 | 0 | 0 | 0 | 0 | 0 | 0 | 0 | 0 | 0 | 0 | 0 | 0 | 0 | 0 | 0 | 0 | 0
| Loan closing balance |  | USD | 0 | 0 | 0 | 0 | 0 | 0 | 0 | 0 | 0 | 0 | 0 | 0 | 0 | 0 | 0 | 0 | 0 | 0 | 0 | 0 | 0 | 0 | 0 | 0 | 0 | 0 | 0 | 0 | 0 | 0 | 0
| Interest expense for loan 2 |  | USD | 0 | 0 | 0 | 0 | 0 | 0 | 0 | 0 | 0 | 0 | 0 | 0 | 0 | 0 | 0 | 0 | 0 | 0 | 0 | 0 | 0 | 0 | 0 | 0 | 0 | 0 | 0 | 0 | 0 | 0 | 0
Loan 2 summary
| Drawdown |  | USD | 0 | 0 | 0 | 0 | 0 | 0 | 0 | 0 | 0 | 0 | 0 | 0 | 0 | 0 | 0 | 0 | 0 | 0 | 0 | 0 | 0 | 0 | 0 | 0 | 0 | 0 | 0 | 0 | 0 | 0 | 0
| Interest |  | USD | 0 | 0 | 0 | 0 | 0 | 0 | 0 | 0 | 0 | 0 | 0 | 0 | 0 | 0 | 0 | 0 | 0 | 0 | 0 | 0 | 0 | 0 | 0 | 0 | 0 | 0 | 0 | 0 | 0 | 0 | 0
| Principal |  | USD | 0 | 0 | 0 | 0 | 0 | 0 | 0 | 0 | 0 | 0 | 0 | 0 | 0 | 0 | 0 | 0 | 0 | 0 | 0 | 0 | 0 | 0 | 0 | 0 | 0 | 0 | 0 | 0 | 0 | 0 | 0
| Closing balance |  | USD | 0 | 0 | 0 | 0 | 0 | 0 | 0 | 0 | 0 | 0 | 0 | 0 | 0 | 0 | 0 | 0 | 0 | 0 | 0 | 0 | 0 | 0 | 0 | 0 | 0 | 0 | 0 | 0 | 0 | 0 | 0
| Total interest expense |  | USD | 0 | 37250 | 33871.7945 | 30324.6788 | 26600.2072 | 22689.5121 | 18583.2822 | 14271.7409 | 9744.6224 | 4991.1481 | 0 | 0 | 0 | 0 | 0 | 0 | 0 | 0 | 0 | 0 | 0 | 0 | 0 | 0 | 0 | 0 | 0 | 0 | 0 | 0 | 0
Debt Service Coverage
| EBITDA |  | USD | 0 | 453755.9974 | 486617.5853 | 521644.3928 | 558974.1065 | 598753.007 | 641136.499 | 686289.6741 | 734387.9088 | 785617.4981 | 840176.3283 | 898274.5915 | 960135.5429 | 1025996.3052 | 1096108.7222 | 1170740.2638 | 1250174.9873 | 1334714.5571 | 1424679.3269 | 1520409.4872 | 1622266.2847 | #DIV/0! | #DIV/0! | #DIV/0! | #DIV/0! | #DIV/0! | #DIV/0! | #DIV/0! | #DIV/0! | #DIV/0! | #DIV/0!
| Total Tax |  | USD | 0 | -46726.7992 | -57598.7372 | -69170.9142 | -81487.1698 | -94594.0485 | -144540.965 | -154880.38 | -170667.9859 | -187462.905 | -205327.8985 | -248257.3774 | -261235.6629 | -280993.8916 | -302027.6167 | -324417.0791 | -348247.4962 | -373609.3671 | -400598.7981 | -429317.8462 | -459874.8854 | #DIV/0! | #DIV/0! | #DIV/0! | #DIV/0! | #DIV/0! | #DIV/0! | #DIV/0! | #DIV/0! | #DIV/0! | #DIV/0!
| Cashflow available for debt service |  | USD | 0 | 407029.1982 | 429018.8481 | 452473.4786 | 477486.9367 | 504158.9585 | 496595.5339 | 531409.2941 | 563719.9229 | 598154.5931 | 634848.4298 | 650017.214 | 698899.88 | 745002.4137 | 794081.1055 | 846323.1846 | 901927.4911 | 961105.19 | 1024080.5288 | 1091091.6411 | 1162391.3993 | #DIV/0! | #DIV/0! | #DIV/0! | #DIV/0! | #DIV/0! | #DIV/0! | #DIV/0! | #DIV/0! | #DIV/0! | #DIV/0!
| Total debt service costs |  | USD | 0 | 104814 | 104814 | 104814 | 104814 | 104814 | 104814 | 104814 | 104814 | 104814 | 0 | 0 | 0 | 0 | 0 | 0 | 0 | 0 | 0 | 0 | 0 | 0 | 0 | 0 | 0 | 0 | 0 | 0 | 0 | 0 | 0
| Debt service coverage ratio |  | USD | 0 | 3.8833 | 4.0931 | 4.3169 | 4.5556 | 4.81 | 4.7379 | 5.07 | 5.3783 | 5.7068 | 0 | 0 | 0 | 0 | 0 | 0 | 0 | 0 | 0 | 0 | 0 | 0 | 0 | 0 | 0 | 0 | 0 | 0 | 0 | 0 | 0
| Minimum DSCR | 3.8833
| Average DSCR | 4.728
Depreciation
| CAPEX % |  |  | 100% | 0% | 0% | 0% | 0% | 0% | 0% | 0% | 0% | 0% | 0% | 0% | 0% | 0% | 0% | 0% | 0% | 0% | 0% | 0% | 0% | 0% | 0% | 0% | 0% | 0% | 0% | 0% | 0% | 0% | 0%
Solar PV & BOS
| Starting cost in period |  |  | 0 | 780000 | 780000 | 780000 | 780000 | 780000 | 780000 | 780000 | 780000 | 780000 | 780000 | 780000 | 780000 | 780000 | 780000 | 780000 | 780000 | 780000 | 780000 | 780000 | 780000 | 780000 | 780000 | 780000 | 780000 | 780000 | 780000 | 780000 | 780000 | 780000 | 780000
| Additions in period |  |  | 780000 | 0 | 0 | 0 | 0 | 0 | 0 | 0 | 0 | 0 | 0 | 0 | 0 | 0 | 0 | 0 | 0 | 0 | 0 | 0 | 0 | 0 | 0 | 0 | 0 | 0 | 0 | 0 | 0 | 0 | 0
| Final cost in period |  |  | 780000 | 780000 | 780000 | 780000 | 780000 | 780000 | 780000 | 780000 | 780000 | 780000 | 780000 | 780000 | 780000 | 780000 | 780000 | 780000 | 780000 | 780000 | 780000 | 780000 | 780000 | 780000 | 780000 | 780000 | 780000 | 780000 | 780000 | 780000 | 780000 | 780000 | 780000
| Accumulated depreciation at beginning of period |  |  | 0 | 0 | 39000 | 78000 | 117000 | 156000 | 195000 | 234000 | 273000 | 312000 | 351000 | 390000 | 429000 | 468000 | 507000 | 546000 | 585000 | 624000 | 663000 | 702000 | 741000 | 780000 | 780000 | 780000 | 780000 | 780000 | 780000 | 780000 | 780000 | 780000 | 780000
| Depreciation in period |  |  | 0 | 39000 | 39000 | 39000 | 39000 | 39000 | 39000 | 39000 | 39000 | 39000 | 39000 | 39000 | 39000 | 39000 | 39000 | 39000 | 39000 | 39000 | 39000 | 39000 | 39000 | 0 | 0 | 0 | 0 | 0 | 0 | 0 | 0 | 0 | 0
| Accumulated depreciation at end of period |  |  | 0 | 39000 | 78000 | 117000 | 156000 | 195000 | 234000 | 273000 | 312000 | 351000 | 390000 | 429000 | 468000 | 507000 | 546000 | 585000 | 624000 | 663000 | 702000 | 741000 | 780000 | 780000 | 780000 | 780000 | 780000 | 780000 | 780000 | 780000 | 780000 | 780000 | 780000
| Asset value at beginning of period |  |  | 0 | 780000 | 741000 | 702000 | 663000 | 624000 | 585000 | 546000 | 507000 | 468000 | 429000 | 390000 | 351000 | 312000 | 273000 | 234000 | 195000 | 156000 | 117000 | 78000 | 39000 | 0 | 0 | 0 | 0 | 0 | 0 | 0 | 0 | 0 | 0
| Asset value at end of period |  |  | 780000 | 741000 | 702000 | 663000 | 624000 | 585000 | 546000 | 507000 | 468000 | 429000 | 390000 | 351000 | 312000 | 273000 | 234000 | 195000 | 156000 | 117000 | 78000 | 39000 | 0 | 0 | 0 | 0 | 0 | 0 | 0 | 0 | 0 | 0 | 0
| Total Depreciation |  |  | 0 | -39000 | -39000 | -39000 | -39000 | -39000 | -39000 | -39000 | -39000 | -39000 | -39000 | -39000 | -39000 | -39000 | -39000 | -39000 | -39000 | -39000 | -39000 | -39000 | -39000 | 0 | 0 | 0 | 0 | 0 | 0 | 0 | 0 | 0 | 0
Battery
| Starting cost in period |  |  | 0 | 650000 | 650000 | 650000 | 650000 | 650000 | 650000 | 650000 | 650000 | 650000 | 650000 | 650000 | 820000 | 820000 | 820000 | 820000 | 820000 | 820000 | 820000 | 820000 | 820000 | 820000 | 820000 | 820000 | 820000 | 820000 | 820000 | 820000 | 820000 | 820000 | 820000
| Additions in period |  |  | 650000 | 0 | 0 | 0 | 0 | 0 | 0 | 0 | 0 | 0 | 0 | 170000 | 0 | 0 | 0 | 0 | 0 | 0 | 0 | 0 | 0 | 0 | 0 | 0 | 0 | 0 | 0 | 0 | 0 | 0 | 0
| Final cost in period |  |  | 650000 | 650000 | 650000 | 650000 | 650000 | 650000 | 650000 | 650000 | 650000 | 650000 | 650000 | 820000 | 820000 | 820000 | 820000 | 820000 | 820000 | 820000 | 820000 | 820000 | 820000 | 820000 | 820000 | 820000 | 820000 | 820000 | 820000 | 820000 | 820000 | 820000 | 820000
| Accumulated depreciation at beginning of period |  |  | 0 | 0 | 65000 | 130000 | 195000 | 260000 | 325000 | 390000 | 455000 | 520000 | 585000 | 650000 | 650000 | 667000 | 684000 | 701000 | 718000 | 735000 | 752000 | 769000 | 786000 | 803000 | 820000 | 820000 | 820000 | 820000 | 820000 | 820000 | 820000 | 820000 | 820000
| Depreciation in period |  |  | 0 | 65000 | 65000 | 65000 | 65000 | 65000 | 65000 | 65000 | 65000 | 65000 | 65000 | 0 | 17000 | 17000 | 17000 | 17000 | 17000 | 17000 | 17000 | 17000 | 17000 | 17000 | 0 | 0 | 0 | 0 | 0 | 0 | 0 | 0 | 0
| Accumulated depreciation at end of period |  |  | 0 | 65000 | 130000 | 195000 | 260000 | 325000 | 390000 | 455000 | 520000 | 585000 | 650000 | 650000 | 667000 | 684000 | 701000 | 718000 | 735000 | 752000 | 769000 | 786000 | 803000 | 820000 | 820000 | 820000 | 820000 | 820000 | 820000 | 820000 | 820000 | 820000 | 820000
| Asset value at beginning of period |  |  | 0 | 650000 | 585000 | 520000 | 455000 | 390000 | 325000 | 260000 | 195000 | 130000 | 65000 | 0 | 170000 | 153000 | 136000 | 119000 | 102000 | 85000 | 68000 | 51000 | 34000 | 17000 | 0 | 0 | 0 | 0 | 0 | 0 | 0 | 0 | 0
| Asset value at end of period |  |  | 650000 | 585000 | 520000 | 455000 | 390000 | 325000 | 260000 | 195000 | 130000 | 65000 | 0 | 170000 | 153000 | 136000 | 119000 | 102000 | 85000 | 68000 | 51000 | 34000 | 17000 | 0 | 0 | 0 | 0 | 0 | 0 | 0 | 0 | 0 | 0
| Total Depreciation |  |  | 0 | -65000 | -65000 | -65000 | -65000 | -65000 | -65000 | -65000 | -65000 | -65000 | -65000 | 0 | -17000 | -17000 | -17000 | -17000 | -17000 | -17000 | -17000 | -17000 | -17000 | -17000 | 0 | 0 | 0 | 0 | 0 | 0 | 0 | 0 | 0
Inverter
| Starting cost in period |  |  | 0 | 200000 | 200000 | 200000 | 200000 | 200000 | 200000 | 200000 | 200000 | 200000 | 200000 | 200000 | 216000 | 216000 | 216000 | 216000 | 216000 | 216000 | 216000 | 216000 | 216000 | 216000 | 216000 | 216000 | 216000 | 216000 | 216000 | 216000 | 216000 | 216000 | 216000
| Additions in period |  |  | 200000 | 0 | 0 | 0 | 0 | 0 | 0 | 0 | 0 | 0 | 0 | 16000 | 0 | 0 | 0 | 0 | 0 | 0 | 0 | 0 | 0 | 0 | 0 | 0 | 0 | 0 | 0 | 0 | 0 | 0 | 0
| Final cost in period |  |  | 200000 | 200000 | 200000 | 200000 | 200000 | 200000 | 200000 | 200000 | 200000 | 200000 | 200000 | 216000 | 216000 | 216000 | 216000 | 216000 | 216000 | 216000 | 216000 | 216000 | 216000 | 216000 | 216000 | 216000 | 216000 | 216000 | 216000 | 216000 | 216000 | 216000 | 216000
| Accumulated depreciation at beginning of period |  |  | 0 | 0 | 20000 | 40000 | 60000 | 80000 | 100000 | 120000 | 140000 | 160000 | 180000 | 200000 | 200000 | 201600 | 203200 | 204800 | 206400 | 208000 | 209600 | 211200 | 212800 | 214400 | 216000 | 216000 | 216000 | 216000 | 216000 | 216000 | 216000 | 216000 | 216000
| Depreciation in period |  |  | 0 | 20000 | 20000 | 20000 | 20000 | 20000 | 20000 | 20000 | 20000 | 20000 | 20000 | 0 | 1600 | 1600 | 1600 | 1600 | 1600 | 1600 | 1600 | 1600 | 1600 | 1600 | 0 | 0 | 0 | 0 | 0 | 0 | 0 | 0 | 0
| Accumulated depreciation at end of period |  |  | 0 | 20000 | 40000 | 60000 | 80000 | 100000 | 120000 | 140000 | 160000 | 180000 | 200000 | 200000 | 201600 | 203200 | 204800 | 206400 | 208000 | 209600 | 211200 | 212800 | 214400 | 216000 | 216000 | 216000 | 216000 | 216000 | 216000 | 216000 | 216000 | 216000 | 216000
| Asset value at beginning of period |  |  | 0 | 200000 | 180000 | 160000 | 140000 | 120000 | 100000 | 80000 | 60000 | 40000 | 20000 | 0 | 16000 | 14400 | 12800 | 11200 | 9600 | 8000 | 6400 | 4800 | 3200 | 1600 | 0 | 0 | 0 | 0 | 0 | 0 | 0 | 0 | 0
| Asset value at end of period |  |  | 200000 | 180000 | 160000 | 140000 | 120000 | 100000 | 80000 | 60000 | 40000 | 20000 | 0 | 16000 | 14400 | 12800 | 11200 | 9600 | 8000 | 6400 | 4800 | 3200 | 1600 | 0 | 0 | 0 | 0 | 0 | 0 | 0 | 0 | 0 | 0
| Total Depreciation |  |  | 0 | -20000 | -20000 | -20000 | -20000 | -20000 | -20000 | -20000 | -20000 | -20000 | -20000 | 0 | -1600 | -1600 | -1600 | -1600 | -1600 | -1600 | -1600 | -1600 | -1600 | -1600 | 0 | 0 | 0 | 0 | 0 | 0 | 0 | 0 | 0
Diesel/Gas Genset
| Starting cost in period |  |  | 0 | 600000 | 600000 | 600000 | 600000 | 600000 | 600000 | 675000 | 675000 | 675000 | 675000 | 675000 | 750000 | 750000 | 750000 | 750000 | 750000 | 825000 | 825000 | 825000 | 825000 | 825000 | 825000 | 825000 | 825000 | 825000 | 825000 | 825000 | 825000 | 825000 | 825000
| Additions in period |  |  | 600000 | 0 | 0 | 0 | 0 | 0 | 75000 | 0 | 0 | 0 | 0 | 75000 | 0 | 0 | 0 | 0 | 75000 | 0 | 0 | 0 | 0 | 0 | 0 | 0 | 0 | 0 | 0 | 0 | 0 | 0 | 0
| Final cost in period |  |  | 600000 | 600000 | 600000 | 600000 | 600000 | 600000 | 675000 | 675000 | 675000 | 675000 | 675000 | 750000 | 750000 | 750000 | 750000 | 750000 | 825000 | 825000 | 825000 | 825000 | 825000 | 825000 | 825000 | 825000 | 825000 | 825000 | 825000 | 825000 | 825000 | 825000 | 825000
| Accumulated depreciation at beginning of period |  |  | 0 | 0 | 120000 | 240000 | 360000 | 480000 | 600000 | 600000 | 615000 | 630000 | 645000 | 660000 | 675000 | 690000 | 705000 | 720000 | 735000 | 750000 | 765000 | 780000 | 795000 | 810000 | 825000 | 825000 | 825000 | 825000 | 825000 | 825000 | 825000 | 825000 | 825000
| Depreciation in period |  |  | 0 | 120000 | 120000 | 120000 | 120000 | 120000 | 0 | 15000 | 15000 | 15000 | 15000 | 15000 | 15000 | 15000 | 15000 | 15000 | 15000 | 15000 | 15000 | 15000 | 15000 | 15000 | 0 | 0 | 0 | 0 | 0 | 0 | 0 | 0 | 0
| Accumulated depreciation at end of period |  |  | 0 | 120000 | 240000 | 360000 | 480000 | 600000 | 600000 | 615000 | 630000 | 645000 | 660000 | 675000 | 690000 | 705000 | 720000 | 735000 | 750000 | 765000 | 780000 | 795000 | 810000 | 825000 | 825000 | 825000 | 825000 | 825000 | 825000 | 825000 | 825000 | 825000 | 825000
| Asset value at beginning of period |  |  | 0 | 600000 | 480000 | 360000 | 240000 | 120000 | 0 | 75000 | 60000 | 45000 | 30000 | 15000 | 75000 | 60000 | 45000 | 30000 | 15000 | 75000 | 60000 | 45000 | 30000 | 15000 | 0 | 0 | 0 | 0 | 0 | 0 | 0 | 0 | 0
| Asset value at end of period |  |  | 600000 | 480000 | 360000 | 240000 | 120000 | 0 | 75000 | 60000 | 45000 | 30000 | 15000 | 75000 | 60000 | 45000 | 30000 | 15000 | 75000 | 60000 | 45000 | 30000 | 15000 | 0 | 0 | 0 | 0 | 0 | 0 | 0 | 0 | 0 | 0
| Total Depreciation |  |  | 0 | -120000 | -120000 | -120000 | -120000 | -120000 | 0 | -15000 | -15000 | -15000 | -15000 | -15000 | -15000 | -15000 | -15000 | -15000 | -15000 | -15000 | -15000 | -15000 | -15000 | -15000 | 0 | 0 | 0 | 0 | 0 | 0 | 0 | 0 | 0
Other depreciable assets
| Starting cost in period |  |  | 0 | 335000 | 335000 | 335000 | 335000 | 335000 | 335000 | 335000 | 335000 | 335000 | 335000 | 335000 | 335000 | 335000 | 335000 | 335000 | 335000 | 335000 | 335000 | 335000 | 335000 | 335000 | 335000 | 335000 | 335000 | 335000 | 335000 | 335000 | 335000 | 335000 | 335000
| Additions in period |  |  | 335000 | 0 | 0 | 0 | 0 | 0 | 0 | 0 | 0 | 0 | 0 | 0 | 0 | 0 | 0 | 0 | 0 | 0 | 0 | 0 | 0 | 0 | 0 | 0 | 0 | 0 | 0 | 0 | 0 | 0 | 0
| Final cost in period |  |  | 335000 | 335000 | 335000 | 335000 | 335000 | 335000 | 335000 | 335000 | 335000 | 335000 | 335000 | 335000 | 335000 | 335000 | 335000 | 335000 | 335000 | 335000 | 335000 | 335000 | 335000 | 335000 | 335000 | 335000 | 335000 | 335000 | 335000 | 335000 | 335000 | 335000 | 335000
| Accumulated depreciation at beginning of period |  |  | 0 | 0 | 16750 | 33500 | 50250 | 67000 | 83750 | 100500 | 117250 | 134000 | 150750 | 167500 | 184250 | 201000 | 217750 | 234500 | 251250 | 268000 | 284750 | 301500 | 318250 | 335000 | 335000 | 335000 | 335000 | 335000 | 335000 | 335000 | 335000 | 335000 | 335000
| Depreciation in period |  |  | 0 | 16750 | 16750 | 16750 | 16750 | 16750 | 16750 | 16750 | 16750 | 16750 | 16750 | 16750 | 16750 | 16750 | 16750 | 16750 | 16750 | 16750 | 16750 | 16750 | 16750 | 0 | 0 | 0 | 0 | 0 | 0 | 0 | 0 | 0 | 0
| Accumulated depreciation at end of period |  |  | 0 | 16750 | 33500 | 50250 | 67000 | 83750 | 100500 | 117250 | 134000 | 150750 | 167500 | 184250 | 201000 | 217750 | 234500 | 251250 | 268000 | 284750 | 301500 | 318250 | 335000 | 335000 | 335000 | 335000 | 335000 | 335000 | 335000 | 335000 | 335000 | 335000 | 335000
| Asset value at beginning of period |  |  | 0 | 335000 | 318250 | 301500 | 284750 | 268000 | 251250 | 234500 | 217750 | 201000 | 184250 | 167500 | 150750 | 134000 | 117250 | 100500 | 83750 | 67000 | 50250 | 33500 | 16750 | 0 | 0 | 0 | 0 | 0 | 0 | 0 | 0 | 0 | 0
| Asset value at end of period |  |  | 335000 | 318250 | 301500 | 284750 | 268000 | 251250 | 234500 | 217750 | 201000 | 184250 | 167500 | 150750 | 134000 | 117250 | 100500 | 83750 | 67000 | 50250 | 33500 | 16750 | 0 | 0 | 0 | 0 | 0 | 0 | 0 | 0 | 0 | 0 | 0
| Total Depreciation |  |  | 0 | -16750 | -16750 | -16750 | -16750 | -16750 | -16750 | -16750 | -16750 | -16750 | -16750 | -16750 | -16750 | -16750 | -16750 | -16750 | -16750 | -16750 | -16750 | -16750 | -16750 | 0 | 0 | 0 | 0 | 0 | 0 | 0 | 0 | 0 | 0
| Total depreciation for all equipment |  |  | 0 | -260750 | -260750 | -260750 | -260750 | -260750 | -140750 | -155750 | -155750 | -155750 | -155750 | -70750 | -89350 | -89350 | -89350 | -89350 | -89350 | -89350 | -89350 | -89350 | -89350 | -33600 | 0 | 0 | 0 | 0 | 0 | 0 | 0 | 0 | 0
Set Tariff

## DisCo Calculations
Year of Operation |  |  |  | 0 | 1 | 2 | 3 | 4 | 5 | 6 | 7 | 8 | 9 | 10 | 11 | 12 | 13 | 14 | 15 | 16 | 17 | 18 | 19 | 20 | 21 | 22 | 23 | 24 | 25 | 26 | 27 | 28 | 29 | 30
Calendar Year |  |  |  | 2024 | 2025 | 2026 | 2027 | 2028 | 2029 | 2030 | 2031 | 2032 | 2033 | 2034 | 2035 | 2036 | 2037 | 2038 | 2039 | 2040 | 2041 | 2042 | 2043 | 2044 | 2045 | 2046 | 2047 | 2048 | 2049 | 2050 | 2051 | 2052 | 2053 | 2054
Flags
| Operations Flag |  | Flag | 0 | 1 | 1 | 1 | 1 | 1 | 1 | 1 | 1 | 1 | 1 | 1 | 1 | 1 | 1 | 1 | 1 | 1 | 1 | 1 | 1 | 0 | 0 | 0 | 0 | 0 | 0 | 0 | 0 | 0 | 0
Indices
| Premium Customer Load growth index |  | Index | 1 | 1 | 1.01 | 1.0201 | 1.0303 | 1.0406 | 1.051 | 1.0615 | 1.0721 | 1.0829 | 1.0937 | 1.1046 | 1.1157 | 1.1268 | 1.1381 | 1.1495 | 1.161 | 1.1726 | 1.1843 | 1.1961 | 1.2081 | 1.2081 | 1.2081 | 1.2081 | 1.2081 | 1.2081 | 1.2081 | 1.2081 | 1.2081 | 1.2081 | 1.2081
| Non-Premium Customer load growth index |  | Index | 1 | 1 | 1.01 | 1.0201 | 1.0303 | 1.0406 | 1.051 | 1.0615 | 1.0721 | 1.0829 | 1.0937 | 1.1046 | 1.1157 | 1.1268 | 1.1381 | 1.1495 | 1.161 | 1.1726 | 1.1843 | 1.1961 | 1.2081 | 1.2081 | 1.2081 | 1.2081 | 1.2081 | 1.2081 | 1.2081 | 1.2081 | 1.2081 | 1.2081 | 1.2081
| USD:NGN |  | Index | 1500 | 1500 | 1578.9474 | 1662.0499 | 1749.5262 | 1841.6065 | 1938.5332 | 2040.5612 | 2147.9592 | 2261.0097 | 2380.0102 | 2505.2739 | 2637.1304 | 2775.9267 | 2922.0281 | 3075.8191 | 3237.7043 | 3408.1098 | 3587.484 | 3776.2989 | 3975.0515 | 3975.0515 | 3975.0515 | 3975.0515 | 3975.0515 | 3975.0515 | 3975.0515 | 3975.0515 | 3975.0515 | 3975.0515 | 3975.0515
Tariffs
Pre-REG
| Premium Customer tariff |  | NGN/kWh | 0 | 0 | 0 | 0 | 0 | 0 | 0 | 0 | 0 | 0 | 0 | 0 | 0 | 0 | 0 | 0 | 0 | 0 | 0 | 0 | 0 | 0 | 0 | 0 | 0 | 0 | 0 | 0 | 0 | 0 | 0
| Non-Premium Customer tariff |  | NGN/kWh | 0 | 0 | 0 | 0 | 0 | 0 | 0 | 0 | 0 | 0 | 0 | 0 | 0 | 0 | 0 | 0 | 0 | 0 | 0 | 0 | 0 | 0 | 0 | 0 | 0 | 0 | 0 | 0 | 0 | 0 | 0
Post-REG
| Premium Customer tariff |  | NGN/kWh | 0 | 183.6983 | 203.035 | 224.4071 | 248.0289 | 274.1372 | 302.9937 | 334.8878 | 370.1391 | 409.1011 | 452.1644 | 499.7607 | 552.3671 | 610.511 | 674.7753 | 745.8043 | 824.31 | 911.0794 | 1006.9825 | 1112.9807 | 1230.1366 | 0 | 0 | 0 | 0 | 0 | 0 | 0 | 0 | 0 | 0
| Non-Premium Customer tariff |  | NGN/kWh | 0 | 0 | 0 | 0 | 0 | 0 | 0 | 0 | 0 | 0 | 0 | 0 | 0 | 0 | 0 | 0 | 0 | 0 | 0 | 0 | 0 | 0 | 0 | 0 | 0 | 0 | 0 | 0 | 0 | 0 | 0
Electricity Sales
Pre-REG
| Premium Customer Demand |  | kWh | 0 | 6000000 | 6060000 | 6120600 | 6181806 | 6243624.06 | 6306060.3006 | 6369120.9036 | 6432812.1126 | 6497140.2338 | 6562111.6361 | 6627732.7525 | 6694010.08 | 6760950.1808 | 6828559.6826 | 6896845.2794 | 6965813.7322 | 7035471.8695 | 7105826.5882 | 7176884.8541 | 7248653.7027 | 0 | 0 | 0 | 0 | 0 | 0 | 0 | 0 | 0 | 0
| Non-Premium Customer Demand |  | kWh | 0 | 1000000 | 1010000 | 1020100 | 1030301 | 1040604.01 | 1051010.0501 | 1061520.1506 | 1072135.3521 | 1082856.7056 | 1093685.2727 | 1104622.1254 | 1115668.3467 | 1126825.0301 | 1138093.2804 | 1149474.2132 | 1160968.9554 | 1172578.6449 | 1184304.4314 | 1196147.4757 | 1208108.9504 | 0 | 0 | 0 | 0 | 0 | 0 | 0 | 0 | 0 | 0
| Total Customer Demand |  | kWh | 0 | 7000000 | 7070000 | 7140700 | 7212107 | 7284228.07 | 7357070.3507 | 7430641.0542 | 7504947.4647 | 7579996.9394 | 7655796.9088 | 7732354.8779 | 7809678.4267 | 7887775.2109 | 7966652.963 | 8046319.4927 | 8126782.6876 | 8208050.5145 | 8290131.0196 | 8373032.3298 | 8456762.6531 | 0 | 0 | 0 | 0 | 0 | 0 | 0 | 0 | 0 | 0
Post-REG
| Premium Customer Demand |  | kWh | 0 | 6000000 | 6060000 | 6120600 | 6181806 | 6243624.06 | 6306060.3006 | 6369120.9036 | 6432812.1126 | 6497140.2338 | 6562111.6361 | 6627732.7525 | 6694010.08 | 6760950.1808 | 6828559.6826 | 6896845.2794 | 6965813.7322 | 7035471.8695 | 7105826.5882 | 7176884.8541 | 7248653.7027 | 0 | 0 | 0 | 0 | 0 | 0 | 0 | 0 | 0 | 0
| Non-Premium Customer Demand |  | kWh | 0 | 1000000 | 1010000 | 1020100 | 1030301 | 1040604.01 | 1051010.0501 | 1061520.1506 | 1072135.3521 | 1082856.7056 | 1093685.2727 | 1104622.1254 | 1115668.3467 | 1126825.0301 | 1138093.2804 | 1149474.2132 | 1160968.9554 | 1172578.6449 | 1184304.4314 | 1196147.4757 | 1208108.9504 | 0 | 0 | 0 | 0 | 0 | 0 | 0 | 0 | 0 | 0
| Total Customer Demand |  | kWh | 0 | 7000000 | 7070000 | 7140700 | 7212107 | 7284228.07 | 7357070.3507 | 7430641.0542 | 7504947.4647 | 7579996.9394 | 7655796.9088 | 7732354.8779 | 7809678.4267 | 7887775.2109 | 7966652.963 | 8046319.4927 | 8126782.6876 | 8208050.5145 | 8290131.0196 | 8373032.3298 | 8456762.6531 | 0 | 0 | 0 | 0 | 0 | 0 | 0 | 0 | 0 | 0
Pre-REG Energy Sent Out
| Energy sent out to supply premium customer demand |  | kWh | #DIV/0! | #DIV/0! | #DIV/0! | #DIV/0! | #DIV/0! | #DIV/0! | #DIV/0! | #DIV/0! | #DIV/0! | #DIV/0! | #DIV/0! | #DIV/0! | #DIV/0! | #DIV/0! | #DIV/0! | #DIV/0! | #DIV/0! | #DIV/0! | #DIV/0! | #DIV/0! | #DIV/0! | #DIV/0! | #DIV/0! | #DIV/0! | #DIV/0! | #DIV/0! | #DIV/0! | #DIV/0! | #DIV/0! | #DIV/0! | #DIV/0!
| Energy sent out to supply non-premium customer demand |  | kWh | #DIV/0! | #DIV/0! | #DIV/0! | #DIV/0! | #DIV/0! | #DIV/0! | #DIV/0! | #DIV/0! | #DIV/0! | #DIV/0! | #DIV/0! | #DIV/0! | #DIV/0! | #DIV/0! | #DIV/0! | #DIV/0! | #DIV/0! | #DIV/0! | #DIV/0! | #DIV/0! | #DIV/0! | #DIV/0! | #DIV/0! | #DIV/0! | #DIV/0! | #DIV/0! | #DIV/0! | #DIV/0! | #DIV/0! | #DIV/0! | #DIV/0!
| Total energy sent to REG cluster |  | kWh | #DIV/0! | #DIV/0! | #DIV/0! | #DIV/0! | #DIV/0! | #DIV/0! | #DIV/0! | #DIV/0! | #DIV/0! | #DIV/0! | #DIV/0! | #DIV/0! | #DIV/0! | #DIV/0! | #DIV/0! | #DIV/0! | #DIV/0! | #DIV/0! | #DIV/0! | #DIV/0! | #DIV/0! | #DIV/0! | #DIV/0! | #DIV/0! | #DIV/0! | #DIV/0! | #DIV/0! | #DIV/0! | #DIV/0! | #DIV/0! | #DIV/0!
Post-REG Energy Sent Out (Actual)
| Energy sent out to supply premium customer demand |  | kWh | 0 | 6000000 | 6060000 | 6120600 | 6181806 | 6243624.06 | 6306060.3006 | 6369120.9036 | 6432812.1126 | 6497140.2338 | 6562111.6361 | 6627732.7525 | 6694010.08 | 6760950.1808 | 6828559.6826 | 6896845.2794 | 6965813.7322 | 7035471.8695 | 7105826.5882 | 7176884.8541 | 7248653.7027 | #DIV/0! | #DIV/0! | #DIV/0! | #DIV/0! | #DIV/0! | #DIV/0! | #DIV/0! | #DIV/0! | #DIV/0! | #DIV/0!
| Energy sent out to supply non-premium customer demand |  | kWh | 0 | 1000000 | 1010000 | 1020100 | 1030301 | 1040604.01 | 1051010.0501 | 1061520.1506 | 1072135.3521 | 1082856.7056 | 1093685.2727 | 1104622.1254 | 1115668.3467 | 1126825.0301 | 1138093.2804 | 1149474.2132 | 1160968.9554 | 1172578.6449 | 1184304.4314 | 1196147.4757 | 1208108.9504 | #DIV/0! | #DIV/0! | #DIV/0! | #DIV/0! | #DIV/0! | #DIV/0! | #DIV/0! | #DIV/0! | #DIV/0! | #DIV/0!
| Total energy sent to REG Cluster |  | kWh | 0 | 7000000 | 7070000 | 7140700 | 7212107 | 7284228.07 | 7357070.3507 | 7430641.0542 | 7504947.4647 | 7579996.9394 | 7655796.9088 | 7732354.8779 | 7809678.4267 | 7887775.2109 | 7966652.963 | 8046319.4927 | 8126782.6876 | 8208050.5145 | 8290131.0196 | 8373032.3298 | 8456762.6531 | #DIV/0! | #DIV/0! | #DIV/0! | #DIV/0! | #DIV/0! | #DIV/0! | #DIV/0! | #DIV/0! | #DIV/0! | #DIV/0!
| Grid energy sent to REG cluster |  | kWh | 0 | 2310000 | 2333100 | 2356431 | 2379995.31 | 2403795.2631 | 2427833.2157 | 2452111.5479 | 2476632.6634 | 2501398.99 | 2526412.9799 | 2551677.1097 | 2577193.8808 | 2602965.8196 | 2628995.4778 | 2655285.4326 | 2681838.2869 | 2708656.6698 | 2735743.2365 | 2763100.6688 | 2790731.6755 | #DIV/0! | #DIV/0! | #DIV/0! | #DIV/0! | #DIV/0! | #DIV/0! | #DIV/0! | #DIV/0! | #DIV/0! | #DIV/0!
| REG energy sent to REG cluster |  | kWh | 0 | 4690000 | 4736900 | 4784269 | 4832111.69 | 4880432.8069 | 4929237.135 | 4978529.5063 | 5028314.8014 | 5078597.9494 | 5129383.9289 | 5180677.7682 | 5232484.5459 | 5284809.3913 | 5337657.4852 | 5391034.0601 | 5444944.4007 | 5499393.8447 | 5554387.7831 | 5609931.661 | 5666030.9776 | #DIV/0! | #DIV/0! | #DIV/0! | #DIV/0! | #DIV/0! | #DIV/0! | #DIV/0! | #DIV/0! | #DIV/0! | #DIV/0!
Pre-REG Financials
Revenue
| Revenue invoiced to premium customers |  | NGN | 0 | 0 | 0 | 0 | 0 | 0 | 0 | 0 | 0 | 0 | 0 | 0 | 0 | 0 | 0 | 0 | 0 | 0 | 0 | 0 | 0 | 0 | 0 | 0 | 0 | 0 | 0 | 0 | 0 | 0 | 0
| Revenue invoiced to non-premium customers |  | NGN | 0 | 0 | 0 | 0 | 0 | 0 | 0 | 0 | 0 | 0 | 0 | 0 | 0 | 0 | 0 | 0 | 0 | 0 | 0 | 0 | 0 | 0 | 0 | 0 | 0 | 0 | 0 | 0 | 0 | 0 | 0
| Total revenue invoiced to REG cluster |  | NGN | 0 | 0 | 0 | 0 | 0 | 0 | 0 | 0 | 0 | 0 | 0 | 0 | 0 | 0 | 0 | 0 | 0 | 0 | 0 | 0 | 0 | 0 | 0 | 0 | 0 | 0 | 0 | 0 | 0 | 0 | 0
| Revenue collected from premium customers |  | NGN | 0 | 0 | 0 | 0 | 0 | 0 | 0 | 0 | 0 | 0 | 0 | 0 | 0 | 0 | 0 | 0 | 0 | 0 | 0 | 0 | 0 | 0 | 0 | 0 | 0 | 0 | 0 | 0 | 0 | 0 | 0
| Revenue collected from non-premium customers |  | NGN | 0 | 0 | 0 | 0 | 0 | 0 | 0 | 0 | 0 | 0 | 0 | 0 | 0 | 0 | 0 | 0 | 0 | 0 | 0 | 0 | 0 | 0 | 0 | 0 | 0 | 0 | 0 | 0 | 0 | 0 | 0
| Total revenue collected from REG cluster |  | NGN | 0 | 0 | 0 | 0 | 0 | 0 | 0 | 0 | 0 | 0 | 0 | 0 | 0 | 0 | 0 | 0 | 0 | 0 | 0 | 0 | 0 | 0 | 0 | 0 | 0 | 0 | 0 | 0 | 0 | 0 | 0
Cost
| Cost of grid electricity |  | NGN | #DIV/0! | #DIV/0! | #DIV/0! | #DIV/0! | #DIV/0! | #DIV/0! | #DIV/0! | #DIV/0! | #DIV/0! | #DIV/0! | #DIV/0! | #DIV/0! | #DIV/0! | #DIV/0! | #DIV/0! | #DIV/0! | #DIV/0! | #DIV/0! | #DIV/0! | #DIV/0! | #DIV/0! | #DIV/0! | #DIV/0! | #DIV/0! | #DIV/0! | #DIV/0! | #DIV/0! | #DIV/0! | #DIV/0! | #DIV/0! | #DIV/0!
| Profit |  | NGN | #DIV/0! | #DIV/0! | #DIV/0! | #DIV/0! | #DIV/0! | #DIV/0! | #DIV/0! | #DIV/0! | #DIV/0! | #DIV/0! | #DIV/0! | #DIV/0! | #DIV/0! | #DIV/0! | #DIV/0! | #DIV/0! | #DIV/0! | #DIV/0! | #DIV/0! | #DIV/0! | #DIV/0! | #DIV/0! | #DIV/0! | #DIV/0! | #DIV/0! | #DIV/0! | #DIV/0! | #DIV/0! | #DIV/0! | #DIV/0! | #DIV/0!
| DisCo NPV | #DIV/0!
Post-REG Financials
Revenue
| Revenue invoiced to premium customers |  | NGN | 0 | 1102189818.1299 | 1230391896.9755 | 1373505901.8343 | 1533266325.1529 | 1711609408.2365 | 1910696607.8261 | 2132940792.21 | 2381035484.3566 | 2657987506.4844 | 2967153421.7123 | 3312280214.4483 | 3697550702.5499 | 4127634231.636 | 4607743265.9473 | 5143696561.618 | 5741989687.9957 | 6409873751.7047 | 7155443277.5609 | 7987734311.4245 | 8916833933.9639 | 0 | 0 | 0 | 0 | 0 | 0 | 0 | 0 | 0 | 0
| Revenue invoiced to non-premium customers |  | NGN | 0 | 0 | 0 | 0 | 0 | 0 | 0 | 0 | 0 | 0 | 0 | 0 | 0 | 0 | 0 | 0 | 0 | 0 | 0 | 0 | 0 | 0 | 0 | 0 | 0 | 0 | 0 | 0 | 0 | 0 | 0
| Total revenue invoiced to REG cluster |  | NGN | 0 | 1102189818.1299 | 1230391896.9755 | 1373505901.8343 | 1533266325.1529 | 1711609408.2365 | 1910696607.8261 | 2132940792.21 | 2381035484.3566 | 2657987506.4844 | 2967153421.7123 | 3312280214.4483 | 3697550702.5499 | 4127634231.636 | 4607743265.9473 | 5143696561.618 | 5741989687.9957 | 6409873751.7047 | 7155443277.5609 | 7987734311.4245 | 8916833933.9639 | 0 | 0 | 0 | 0 | 0 | 0 | 0 | 0 | 0 | 0
| Revenue collected from premium customers |  | NGN | 0 | 1102189818.1299 | 1230391896.9755 | 1373505901.8343 | 1533266325.1529 | 1711609408.2365 | 1910696607.8261 | 2132940792.21 | 2381035484.3566 | 2657987506.4844 | 2967153421.7123 | 3312280214.4483 | 3697550702.5499 | 4127634231.636 | 4607743265.9473 | 5143696561.618 | 5741989687.9957 | 6409873751.7047 | 7155443277.5609 | 7987734311.4245 | 8916833933.9639 | 0 | 0 | 0 | 0 | 0 | 0 | 0 | 0 | 0 | 0
| Revenue collected from non-premium customers |  | NGN | 0 | 0 | 0 | 0 | 0 | 0 | 0 | 0 | 0 | 0 | 0 | 0 | 0 | 0 | 0 | 0 | 0 | 0 | 0 | 0 | 0 | 0 | 0 | 0 | 0 | 0 | 0 | 0 | 0 | 0 | 0
| Total revenue collected from REG cluster |  | NGN | 0 | 1102189818.1299 | 1230391896.9755 | 1373505901.8343 | 1533266325.1529 | 1711609408.2365 | 1910696607.8261 | 2132940792.21 | 2381035484.3566 | 2657987506.4844 | 2967153421.7123 | 3312280214.4483 | 3697550702.5499 | 4127634231.636 | 4607743265.9473 | 5143696561.618 | 5741989687.9957 | 6409873751.7047 | 7155443277.5609 | 7987734311.4245 | 8916833933.9639 | 0 | 0 | 0 | 0 | 0 | 0 | 0 | 0 | 0 | 0
Cost
| Cost of grid electricity |  | NGN | 0 | 0 | 0 | 0 | 0 | 0 | 0 | 0 | 0 | 0 | 0 | 0 | 0 | 0 | 0 | 0 | 0 | 0 | 0 | 0 | 0 | #DIV/0! | #DIV/0! | #DIV/0! | #DIV/0! | #DIV/0! | #DIV/0! | #DIV/0! | #DIV/0! | #DIV/0! | #DIV/0!
| Cost of REG electricity |  | NGN | 0 | -1102189818.1299 | -1230391896.9755 | -1373505901.8343 | -1533266325.1529 | -1711609408.2365 | -1910696607.8261 | -2132940792.21 | -2381035484.3566 | -2657987506.4844 | -2967153421.7123 | -3312280214.4483 | -3697550702.5499 | -4127634231.636 | -4607743265.9473 | -5143696561.618 | -5741989687.9957 | -6409873751.7047 | -7155443277.5609 | -7987734311.4245 | -8916833933.9639 | #DIV/0! | #DIV/0! | #DIV/0! | #DIV/0! | #DIV/0! | #DIV/0! | #DIV/0! | #DIV/0! | #DIV/0! | #DIV/0!
| Total electricity cost |  | NGN | 0 | -1102189818.1299 | -1230391896.9755 | -1373505901.8343 | -1533266325.1529 | -1711609408.2365 | -1910696607.8261 | -2132940792.21 | -2381035484.3566 | -2657987506.4844 | -2967153421.7123 | -3312280214.4483 | -3697550702.5499 | -4127634231.636 | -4607743265.9473 | -5143696561.618 | -5741989687.9957 | -6409873751.7047 | -7155443277.5609 | -7987734311.4245 | -8916833933.9639 | #DIV/0! | #DIV/0! | #DIV/0! | #DIV/0! | #DIV/0! | #DIV/0! | #DIV/0! | #DIV/0! | #DIV/0! | #DIV/0!
| Revenue if DisCo pays all obligations |  | NGN | 0 | 0 | 0 | 0 | 0 | 0 | 0 | 0 | 0 | 0 | 0 | 0 | 0 | 0 | 0 | 0 | 0 | 0 | 0 | 0 | 0 | #DIV/0! | #DIV/0! | #DIV/0! | #DIV/0! | #DIV/0! | #DIV/0! | #DIV/0! | #DIV/0! | #DIV/0! | #DIV/0!
| Revenue with ICA structure |  | NGN | 0 | 0 | 0 | 0 | 0 | 0 | 0 | 0 | 0 | 0 | 0 | 0 | 0 | 0 | 0 | 0 | 0 | 0 | 0 | 0 | 0 | #DIV/0! | #DIV/0! | #DIV/0! | #DIV/0! | #DIV/0! | #DIV/0! | #DIV/0! | #DIV/0! | #DIV/0! | #DIV/0!
| DisCo NPV | 0
Revenue Requirement and Premium Customer Tariff Calculation
| Premium customer demand |  | kWh | 0 | 6000000 | 6060000 | 6120600 | 6181806 | 6243624.06 | 6306060.3006 | 6369120.9036 | 6432812.1126 | 6497140.2338 | 6562111.6361 | 6627732.7525 | 6694010.08 | 6760950.1808 | 6828559.6826 | 6896845.2794 | 6965813.7322 | 7035471.8695 | 7105826.5882 | 7176884.8541 | 7248653.7027 | 0 | 0 | 0 | 0 | 0 | 0 | 0 | 0 | 0 | 0
| Non-premium customer demand |  | kWh | 0 | 1000000 | 1010000 | 1020100 | 1030301 | 1040604.01 | 1051010.0501 | 1061520.1506 | 1072135.3521 | 1082856.7056 | 1093685.2727 | 1104622.1254 | 1115668.3467 | 1126825.0301 | 1138093.2804 | 1149474.2132 | 1160968.9554 | 1172578.6449 | 1184304.4314 | 1196147.4757 | 1208108.9504 | 0 | 0 | 0 | 0 | 0 | 0 | 0 | 0 | 0 | 0
Expected energy sent out
| Energy sent out to supply premium customer demand |  | kWh | 0 | 6000000 | 6060000 | 6120600 | 6181806 | 6243624.06 | 6306060.3006 | 6369120.9036 | 6432812.1126 | 6497140.2338 | 6562111.6361 | 6627732.7525 | 6694010.08 | 6760950.1808 | 6828559.6826 | 6896845.2794 | 6965813.7322 | 7035471.8695 | 7105826.5882 | 7176884.8541 | 7248653.7027 | #DIV/0! | #DIV/0! | #DIV/0! | #DIV/0! | #DIV/0! | #DIV/0! | #DIV/0! | #DIV/0! | #DIV/0! | #DIV/0!
| Energy sent out to supply non-premium customer demand |  | kWh | 0 | 1000000 | 1010000 | 1020100 | 1030301 | 1040604.01 | 1051010.0501 | 1061520.1506 | 1072135.3521 | 1082856.7056 | 1093685.2727 | 1104622.1254 | 1115668.3467 | 1126825.0301 | 1138093.2804 | 1149474.2132 | 1160968.9554 | 1172578.6449 | 1184304.4314 | 1196147.4757 | 1208108.9504 | #DIV/0! | #DIV/0! | #DIV/0! | #DIV/0! | #DIV/0! | #DIV/0! | #DIV/0! | #DIV/0! | #DIV/0! | #DIV/0!
| Total energy sent to REG Cluster |  | kWh | 0 | 7000000 | 7070000 | 7140700 | 7212107 | 7284228.07 | 7357070.3507 | 7430641.0542 | 7504947.4647 | 7579996.9394 | 7655796.9088 | 7732354.8779 | 7809678.4267 | 7887775.2109 | 7966652.963 | 8046319.4927 | 8126782.6876 | 8208050.5145 | 8290131.0196 | 8373032.3298 | 8456762.6531 | #DIV/0! | #DIV/0! | #DIV/0! | #DIV/0! | #DIV/0! | #DIV/0! | #DIV/0! | #DIV/0! | #DIV/0! | #DIV/0!
| Expected grid energy sent to REG cluster |  | kWh | 0 | 2310000 | 2333100 | 2356431 | 2379995.31 | 2403795.2631 | 2427833.2157 | 2452111.5479 | 2476632.6634 | 2501398.99 | 2526412.9799 | 2551677.1097 | 2577193.8808 | 2602965.8196 | 2628995.4778 | 2655285.4326 | 2681838.2869 | 2708656.6698 | 2735743.2365 | 2763100.6688 | 2790731.6755 | #DIV/0! | #DIV/0! | #DIV/0! | #DIV/0! | #DIV/0! | #DIV/0! | #DIV/0! | #DIV/0! | #DIV/0! | #DIV/0!
| Expected REG energy sent to REG cluster |  | kWh | 0 | 4690000 | 4736900 | 4784269 | 4832111.69 | 4880432.8069 | 4929237.135 | 4978529.5063 | 5028314.8014 | 5078597.9494 | 5129383.9289 | 5180677.7682 | 5232484.5459 | 5284809.3913 | 5337657.4852 | 5391034.0601 | 5444944.4007 | 5499393.8447 | 5554387.7831 | 5609931.661 | 5666030.9776 | #DIV/0! | #DIV/0! | #DIV/0! | #DIV/0! | #DIV/0! | #DIV/0! | #DIV/0! | #DIV/0! | #DIV/0! | #DIV/0!
| Expected grid electricity cost |  | NGN | 0 | 0 | 0 | 0 | 0 | 0 | 0 | 0 | 0 | 0 | 0 | 0 | 0 | 0 | 0 | 0 | 0 | 0 | 0 | 0 | 0 | #DIV/0! | #DIV/0! | #DIV/0! | #DIV/0! | #DIV/0! | #DIV/0! | #DIV/0! | #DIV/0! | #DIV/0! | #DIV/0!
| Expected REG electricity cost |  | NGN | 0 | 1102189818.1299 | 1230391896.9755 | 1373505901.8343 | 1533266325.1529 | 1711609408.2365 | 1910696607.8261 | 2132940792.21 | 2381035484.3566 | 2657987506.4844 | 2967153421.7123 | 3312280214.4483 | 3697550702.5499 | 4127634231.636 | 4607743265.9473 | 5143696561.618 | 5741989687.9957 | 6409873751.7047 | 7155443277.5609 | 7987734311.4245 | 8916833933.9639 | #DIV/0! | #DIV/0! | #DIV/0! | #DIV/0! | #DIV/0! | #DIV/0! | #DIV/0! | #DIV/0! | #DIV/0! | #DIV/0!
| DisCo breakeven revenue requirement |  | NGN | 0 | 1102189818.1299 | 1230391896.9755 | 1373505901.8343 | 1533266325.1529 | 1711609408.2365 | 1910696607.8261 | 2132940792.21 | 2381035484.3566 | 2657987506.4844 | 2967153421.7123 | 3312280214.4483 | 3697550702.5499 | 4127634231.636 | 4607743265.9473 | 5143696561.618 | 5741989687.9957 | 6409873751.7047 | 7155443277.5609 | 7987734311.4245 | 8916833933.9639 | #DIV/0! | #DIV/0! | #DIV/0! | #DIV/0! | #DIV/0! | #DIV/0! | #DIV/0! | #DIV/0! | #DIV/0! | #DIV/0!
| Energy invoiced to premium customers |  | kWh | 0 | 6000000 | 6060000 | 6120600 | 6181806 | 6243624.06 | 6306060.3006 | 6369120.9036 | 6432812.1126 | 6497140.2338 | 6562111.6361 | 6627732.7525 | 6694010.08 | 6760950.1808 | 6828559.6826 | 6896845.2794 | 6965813.7322 | 7035471.8695 | 7105826.5882 | 7176884.8541 | 7248653.7027 | 0 | 0 | 0 | 0 | 0 | 0 | 0 | 0 | 0 | 0
| Energy collected from premium customers |  | kWh | 0 | 6000000 | 6060000 | 6120600 | 6181806 | 6243624.06 | 6306060.3006 | 6369120.9036 | 6432812.1126 | 6497140.2338 | 6562111.6361 | 6627732.7525 | 6694010.08 | 6760950.1808 | 6828559.6826 | 6896845.2794 | 6965813.7322 | 7035471.8695 | 7105826.5882 | 7176884.8541 | 7248653.7027 | 0 | 0 | 0 | 0 | 0 | 0 | 0 | 0 | 0 | 0
| Energy invoiced to non-premium customers |  | kWh | 0 | 1000000 | 1010000 | 1020100 | 1030301 | 1040604.01 | 1051010.0501 | 1061520.1506 | 1072135.3521 | 1082856.7056 | 1093685.2727 | 1104622.1254 | 1115668.3467 | 1126825.0301 | 1138093.2804 | 1149474.2132 | 1160968.9554 | 1172578.6449 | 1184304.4314 | 1196147.4757 | 1208108.9504 | 0 | 0 | 0 | 0 | 0 | 0 | 0 | 0 | 0 | 0
| Energy collected from non-premium customers |  | kWh | 0 | 1000000 | 1010000 | 1020100 | 1030301 | 1040604.01 | 1051010.0501 | 1061520.1506 | 1072135.3521 | 1082856.7056 | 1093685.2727 | 1104622.1254 | 1115668.3467 | 1126825.0301 | 1138093.2804 | 1149474.2132 | 1160968.9554 | 1172578.6449 | 1184304.4314 | 1196147.4757 | 1208108.9504 | 0 | 0 | 0 | 0 | 0 | 0 | 0 | 0 | 0 | 0
| Total energy collected |  | kWh | 0 | 7000000 | 7070000 | 7140700 | 7212107 | 7284228.07 | 7357070.3507 | 7430641.0542 | 7504947.4647 | 7579996.9394 | 7655796.9088 | 7732354.8779 | 7809678.4267 | 7887775.2109 | 7966652.963 | 8046319.4927 | 8126782.6876 | 8208050.5145 | 8290131.0196 | 8373032.3298 | 8456762.6531 | 0 | 0 | 0 | 0 | 0 | 0 | 0 | 0 | 0 | 0
| DisCo distribution tariff (MYTO) |  | NGN/kWh | 0 | 0 | 0 | 0 | 0 | 0 | 0 | 0 | 0 | 0 | 0 | 0 | 0 | 0 | 0 | 0 | 0 | 0 | 0 | 0 | 0 | 0 | 0 | 0 | 0 | 0 | 0 | 0 | 0 | 0 | 0
| DisCo distribution revenue |  | NGN | 0 | 0 | 0 | 0 | 0 | 0 | 0 | 0 | 0 | 0 | 0 | 0 | 0 | 0 | 0 | 0 | 0 | 0 | 0 | 0 | 0 | 0 | 0 | 0 | 0 | 0 | 0 | 0 | 0 | 0 | 0
| Total revenue requirement |  | NGN | 0 | 1102189818.1299 | 1230391896.9755 | 1373505901.8343 | 1533266325.1529 | 1711609408.2365 | 1910696607.8261 | 2132940792.21 | 2381035484.3566 | 2657987506.4844 | 2967153421.7123 | 3312280214.4483 | 3697550702.5499 | 4127634231.636 | 4607743265.9473 | 5143696561.618 | 5741989687.9957 | 6409873751.7047 | 7155443277.5609 | 7987734311.4245 | 8916833933.9639 | #DIV/0! | #DIV/0! | #DIV/0! | #DIV/0! | #DIV/0! | #DIV/0! | #DIV/0! | #DIV/0! | #DIV/0! | #DIV/0!
| Expected revenue from non-premium customers |  | NGN | 0 | 0 | 0 | 0 | 0 | 0 | 0 | 0 | 0 | 0 | 0 | 0 | 0 | 0 | 0 | 0 | 0 | 0 | 0 | 0 | 0 | 0 | 0 | 0 | 0 | 0 | 0 | 0 | 0 | 0 | 0
| Revenue required from premium customers |  | NGN | 0 | 1102189818.1299 | 1230391896.9755 | 1373505901.8343 | 1533266325.1529 | 1711609408.2365 | 1910696607.8261 | 2132940792.21 | 2381035484.3566 | 2657987506.4844 | 2967153421.7123 | 3312280214.4483 | 3697550702.5499 | 4127634231.636 | 4607743265.9473 | 5143696561.618 | 5741989687.9957 | 6409873751.7047 | 7155443277.5609 | 7987734311.4245 | 8916833933.9639 | #DIV/0! | #DIV/0! | #DIV/0! | #DIV/0! | #DIV/0! | #DIV/0! | #DIV/0! | #DIV/0! | #DIV/0! | #DIV/0!
| Recommended premium customer tariff |  | NGN/kWh | 0 | 183.6983 | 203.035 | 224.4071 | 248.0289 | 274.1372 | 302.9937 | 334.8878 | 370.1391 | 409.1011 | 452.1644 | 499.7607 | 552.3671 | 610.511 | 674.7753 | 745.8043 | 824.31 | 911.0794 | 1006.9825 | 1112.9807 | 1230.1366 | 0 | 0 | 0 | 0 | 0 | 0 | 0 | 0 | 0 | 0

## Payment Waterfall
Year of Operation |  | 0 | 1 | 2 | 3 | 4 | 5 | 6 | 7 | 8 | 9 | 10 | 11 | 12 | 13 | 14 | 15 | 16 | 17 | 18 | 19 | 20 | 21 | 22 | 23 | 24 | 25 | 26 | 27 | 28 | 29 | 30
Calendar Year |  | 2024 | 2025 | 2026 | 2027 | 2028 | 2029 | 2030 | 2031 | 2032 | 2033 | 2034 | 2035 | 2036 | 2037 | 2038 | 2039 | 2040 | 2041 | 2042 | 2043 | 2044 | 2045 | 2046 | 2047 | 2048 | 2049 | 2050 | 2051 | 2052 | 2053 | 2054
Obligations to Disbursement Reciepients
Nigeria Electricity Market Obligations | NGN | 0 | 0 | 0 | 0 | 0 | 0 | 0 | 0 | 0 | 0 | 0 | 0 | 0 | 0 | 0 | 0 | 0 | 0 | 0 | 0 | 0 | #DIV/0! | #DIV/0! | #DIV/0! | #DIV/0! | #DIV/0! | #DIV/0! | #DIV/0! | #DIV/0! | #DIV/0! | #DIV/0!
Developer Generation | NGN | 0 | 1102189818.1299 | 1230391896.9755 | 1373505901.8343 | 1533266325.1529 | 1711609408.2365 | 1910696607.8261 | 2132940792.21 | 2381035484.3566 | 2657987506.4844 | 2967153421.7123 | 3312280214.4483 | 3697550702.5499 | 4127634231.636 | 4607743265.9473 | 5143696561.618 | 5741989687.9957 | 6409873751.7047 | 7155443277.5609 | 7987734311.4245 | 8916833933.9639 | #DIV/0! | #DIV/0! | #DIV/0! | #DIV/0! | #DIV/0! | #DIV/0! | #DIV/0! | #DIV/0! | #DIV/0! | #DIV/0!
Obligations to DisCo | NGN | 0 | 0 | 0 | 0 | 0 | 0 | 0 | 0 | 0 | 0 | 0 | 0 | 0 | 0 | 0 | 0 | 0 | 0 | 0 | 0 | 0 | 0 | 0 | 0 | 0 | 0 | 0 | 0 | 0 | 0 | 0
Total Obligations | NGN | 0 | 1102189818.1299 | 1230391896.9755 | 1373505901.8343 | 1533266325.1529 | 1711609408.2365 | 1910696607.8261 | 2132940792.21 | 2381035484.3566 | 2657987506.4844 | 2967153421.7123 | 3312280214.4483 | 3697550702.5499 | 4127634231.636 | 4607743265.9473 | 5143696561.618 | 5741989687.9957 | 6409873751.7047 | 7155443277.5609 | 7987734311.4245 | 8916833933.9639 | #DIV/0! | #DIV/0! | #DIV/0! | #DIV/0! | #DIV/0! | #DIV/0! | #DIV/0! | #DIV/0! | #DIV/0! | #DIV/0!
Total Revenue Collected | NGN | 0 | 1102189818.1299 | 1230391896.9755 | 1373505901.8343 | 1533266325.1529 | 1711609408.2365 | 1910696607.8261 | 2132940792.21 | 2381035484.3566 | 2657987506.4844 | 2967153421.7123 | 3312280214.4483 | 3697550702.5499 | 4127634231.636 | 4607743265.9473 | 5143696561.618 | 5741989687.9957 | 6409873751.7047 | 7155443277.5609 | 7987734311.4245 | 8916833933.9639 | 0 | 0 | 0 | 0 | 0 | 0 | 0 | 0 | 0 | 0
Shortfall or Surplus | NGN | 0 | 0 | 0 | 0 | 0 | 0 | 0 | 0 | 0 | 0 | 0 | 0 | 0 | 0 | 0 | 0 | 0 | 0 | 0 | 0 | 0 | #DIV/0! | #DIV/0! | #DIV/0! | #DIV/0! | #DIV/0! | #DIV/0! | #DIV/0! | #DIV/0! | #DIV/0! | #DIV/0!
Shortfall Flag | flag | 0 | 0 | 0 | 0 | 0 | 0 | 0 | 0 | 0 | 0 | 0 | 0 | 0 | 0 | 0 | 0 | 0 | 0 | 0 | 0 | 0 | #DIV/0! | #DIV/0! | #DIV/0! | #DIV/0! | #DIV/0! | #DIV/0! | #DIV/0! | #DIV/0! | #DIV/0! | #DIV/0!
Minimum Nigeria Electricity Market Payment (NERC Guidelines) | NGN | 0 | 0 | 0 | 0 | 0 | 0 | 0 | 0 | 0 | 0 | 0 | 0 | 0 | 0 | 0 | 0 | 0 | 0 | 0 | 0 | 0 | #DIV/0! | #DIV/0! | #DIV/0! | #DIV/0! | #DIV/0! | #DIV/0! | #DIV/0! | #DIV/0! | #DIV/0! | #DIV/0!
Payment Waterfall
Payment of Nigeria Electricity Market Obligations | NGN | 0 | 0 | 0 | 0 | 0 | 0 | 0 | 0 | 0 | 0 | 0 | 0 | 0 | 0 | 0 | 0 | 0 | 0 | 0 | 0 | 0 | #DIV/0! | #DIV/0! | #DIV/0! | #DIV/0! | #DIV/0! | #DIV/0! | #DIV/0! | #DIV/0! | #DIV/0! | #DIV/0!
Shortfall | NGN | 0 | 0 | 0 | 0 | 0 | 0 | 0 | 0 | 0 | 0 | 0 | 0 | 0 | 0 | 0 | 0 | 0 | 0 | 0 | 0 | 0 | #DIV/0! | #DIV/0! | #DIV/0! | #DIV/0! | #DIV/0! | #DIV/0! | #DIV/0! | #DIV/0! | #DIV/0! | #DIV/0!
Independent collections account balance | NGN | 0 | 1102189818.1299 | 1230391896.9755 | 1373505901.8343 | 1533266325.1529 | 1711609408.2365 | 1910696607.8261 | 2132940792.21 | 2381035484.3566 | 2657987506.4844 | 2967153421.7123 | 3312280214.4483 | 3697550702.5499 | 4127634231.636 | 4607743265.9473 | 5143696561.618 | 5741989687.9957 | 6409873751.7047 | 7155443277.5609 | 7987734311.4245 | 8916833933.9639 | #DIV/0! | #DIV/0! | #DIV/0! | #DIV/0! | #DIV/0! | #DIV/0! | #DIV/0! | #DIV/0! | #DIV/0! | #DIV/0!
Payment of Developer Obligations | NGN | 0 | 1102189818.1299 | 1230391896.9755 | 1373505901.8343 | 1533266325.1529 | 1711609408.2365 | 1910696607.8261 | 2132940792.21 | 2381035484.3566 | 2657987506.4844 | 2967153421.7123 | 3312280214.4483 | 3697550702.5499 | 4127634231.636 | 4607743265.9473 | 5143696561.618 | 5741989687.9957 | 6409873751.7047 | 7155443277.5609 | 7987734311.4245 | 8916833933.9639 | #DIV/0! | #DIV/0! | #DIV/0! | #DIV/0! | #DIV/0! | #DIV/0! | #DIV/0! | #DIV/0! | #DIV/0! | #DIV/0!
Shortfall | NGN | 0 | 0 | 0 | 0 | 0 | 0 | 0 | 0 | 0 | 0 | 0 | 0 | 0 | 0 | 0 | 0 | 0 | 0 | 0 | 0 | 0 | #DIV/0! | #DIV/0! | #DIV/0! | #DIV/0! | #DIV/0! | #DIV/0! | #DIV/0! | #DIV/0! | #DIV/0! | #DIV/0!
Independent collections account balance | NGN | 0 | 0 | 0 | 0 | 0 | 0 | 0 | 0 | 0 | 0 | 0 | 0 | 0 | 0 | 0 | 0 | 0 | 0 | 0 | 0 | 0 | #DIV/0! | #DIV/0! | #DIV/0! | #DIV/0! | #DIV/0! | #DIV/0! | #DIV/0! | #DIV/0! | #DIV/0! | #DIV/0!
Residual Payment of Nigeria Electricity Market Obligations | NGN | 0 | 0 | 0 | 0 | 0 | 0 | 0 | 0 | 0 | 0 | 0 | 0 | 0 | 0 | 0 | 0 | 0 | 0 | 0 | 0 | 0 | #DIV/0! | #DIV/0! | #DIV/0! | #DIV/0! | #DIV/0! | #DIV/0! | #DIV/0! | #DIV/0! | #DIV/0! | #DIV/0!
Shortfall | NGN | 0 | 0 | 0 | 0 | 0 | 0 | 0 | 0 | 0 | 0 | 0 | 0 | 0 | 0 | 0 | 0 | 0 | 0 | 0 | 0 | 0 | #DIV/0! | #DIV/0! | #DIV/0! | #DIV/0! | #DIV/0! | #DIV/0! | #DIV/0! | #DIV/0! | #DIV/0! | #DIV/0!
Independent collections account balance | NGN | 0 | 0 | 0 | 0 | 0 | 0 | 0 | 0 | 0 | 0 | 0 | 0 | 0 | 0 | 0 | 0 | 0 | 0 | 0 | 0 | 0 | #DIV/0! | #DIV/0! | #DIV/0! | #DIV/0! | #DIV/0! | #DIV/0! | #DIV/0! | #DIV/0! | #DIV/0! | #DIV/0!
Payment to DisCo | NGN | 0 | 0 | 0 | 0 | 0 | 0 | 0 | 0 | 0 | 0 | 0 | 0 | 0 | 0 | 0 | 0 | 0 | 0 | 0 | 0 | 0 | #DIV/0! | #DIV/0! | #DIV/0! | #DIV/0! | #DIV/0! | #DIV/0! | #DIV/0! | #DIV/0! | #DIV/0! | #DIV/0!
Shortfall | NGN | 0 | 0 | 0 | 0 | 0 | 0 | 0 | 0 | 0 | 0 | 0 | 0 | 0 | 0 | 0 | 0 | 0 | 0 | 0 | 0 | 0 | #DIV/0! | #DIV/0! | #DIV/0! | #DIV/0! | #DIV/0! | #DIV/0! | #DIV/0! | #DIV/0! | #DIV/0! | #DIV/0!
Independent collections account balance | NGN | 0 | 0 | 0 | 0 | 0 | 0 | 0 | 0 | 0 | 0 | 0 | 0 | 0 | 0 | 0 | 0 | 0 | 0 | 0 | 0 | 0 | #DIV/0! | #DIV/0! | #DIV/0! | #DIV/0! | #DIV/0! | #DIV/0! | #DIV/0! | #DIV/0! | #DIV/0! | #DIV/0!